## Technology_Costs
Year | Category | Technology | TechDescription (Subtype or Aggregation) | CostType | Unit | Austria | Belgium | Bulgaria | Croatia | Cyprus | Czech Republic | Denmark | Estonia | Finland | France | Germany | Greece | Hungary | Ireland | Italy | Latvia | Lithuania | Luxembourg | Malta | Netherlands | Poland | Portugal | Romania | Slovak Republic | Slovenia | Spain | Sweden | United Kingdom | EU28
2015 | Heat and Electricity | Small CHP plants | Biogas Engine: 1-10 MW | Investment | M€/MWe | 0.94 | 1 | 0.68 | 0.72 | 0.76 | 0.73 | 1 | 0.74 | 0.95 | 0.96 | 0.96 | 0.77 | 0.72 | 0.91 | 0.87 | 0.71 | 0.71 | 0.9 | 0.75 | 0.93 | 0.72 | 0.74 | 0.69 | 0.74 | 0.78 | 0.84 | 0.99 | 0.86 | 0.86
2015 | Heat and Electricity | Small CHP plants | Biogas Engine: 1-10 MW | O&M | % of inv. | 1 | 1 | 1 | 1 | 1 | 1 | 1 | 1 | 1 | 1 | 1 | 1 | 1 | 1 | 1 | 1 | 1 | 1 | 1 | 1 | 1 | 1 | 1 | 1 | 1 | 1 | 1 | 1 | 1
2015 | Heat and Electricity | Small CHP plants | Biogas Engine: 1-10 MW | Period | years | 25 | 25 | 25 | 25 | 25 | 25 | 25 | 25 | 25 | 25 | 25 | 25 | 25 | 25 | 25 | 25 | 25 | 25 | 25 | 25 | 25 | 25 | 25 | 25 | 25 | 25 | 25 | 25 | 25
2015 | Heat and Electricity | Small CHP plants | Biomass (Straw), 20 MW feed | Investment | M€/MWe | 6.56 | 7.02 | 4.78 | 5.06 | 5.35 | 5.12 | 7 | 5.16 | 6.62 | 6.69 | 6.72 | 5.39 | 5.01 | 6.36 | 6.1 | 4.97 | 4.96 | 6.32 | 5.28 | 6.52 | 5.02 | 5.18 | 4.83 | 5.16 | 5.47 | 5.85 | 6.91 | 6 | 6.03
2015 | Heat and Electricity | Small CHP plants | Biomass (Straw), 20 MW feed | O&M | % of inv. | 4.63 | 4.63 | 4.63 | 4.63 | 4.63 | 4.63 | 4.63 | 4.63 | 4.63 | 4.63 | 4.63 | 4.63 | 4.63 | 4.63 | 4.63 | 4.63 | 4.63 | 4.63 | 4.63 | 4.63 | 4.63 | 4.63 | 4.63 | 4.63 | 4.63 | 4.63 | 4.63 | 4.63 | 4.63
2015 | Heat and Electricity | Small CHP plants | Biomass (Straw), 20 MW feed | Period | years | 25 | 25 | 25 | 25 | 25 | 25 | 25 | 25 | 25 | 25 | 25 | 25 | 25 | 25 | 25 | 25 | 25 | 25 | 25 | 25 | 25 | 25 | 25 | 25 | 25 | 25 | 25 | 25 | 25
2015 | Heat and Electricity | Small CHP plants | Biomass (Straw), 50 MW feed | Investment | M€/MWe | 3.47 | 3.71 | 2.53 | 2.68 | 2.83 | 2.71 | 3.7 | 2.73 | 3.5 | 3.53 | 3.55 | 2.85 | 2.65 | 3.36 | 3.23 | 2.63 | 2.62 | 3.34 | 2.79 | 3.45 | 2.66 | 2.74 | 2.56 | 2.73 | 2.89 | 3.09 | 3.65 | 3.17 | 3.19
2015 | Heat and Electricity | Small CHP plants | Biomass (Straw), 50 MW feed | O&M | % of inv. | 4.06 | 4.06 | 4.06 | 4.06 | 4.06 | 4.06 | 4.06 | 4.06 | 4.06 | 4.06 | 4.06 | 4.06 | 4.06 | 4.06 | 4.06 | 4.06 | 4.06 | 4.06 | 4.06 | 4.06 | 4.06 | 4.06 | 4.06 | 4.06 | 4.06 | 4.06 | 4.06 | 4.06 | 4.06
2015 | Heat and Electricity | Small CHP plants | Biomass (Straw), 50 MW feed | Period | years | 25 | 25 | 25 | 25 | 25 | 25 | 25 | 25 | 25 | 25 | 25 | 25 | 25 | 25 | 25 | 25 | 25 | 25 | 25 | 25 | 25 | 25 | 25 | 25 | 25 | 25 | 25 | 25 | 25
2015 | Heat and Electricity | Small CHP plants | Biomass (woodchips): 20 MW feed | Investment | M€/MWe | 6.28 | 6.72 | 4.58 | 4.85 | 5.12 | 4.91 | 6.7 | 4.94 | 6.34 | 6.4 | 6.43 | 5.16 | 4.8 | 6.09 | 5.84 | 4.76 | 4.74 | 6.05 | 5.05 | 6.24 | 4.81 | 4.96 | 4.63 | 4.94 | 5.23 | 5.6 | 6.61 | 5.74 | 5.78
2015 | Heat and Electricity | Small CHP plants | Biomass (woodchips): 20 MW feed | O&M | % of inv. | 4.37 | 4.37 | 4.37 | 4.37 | 4.37 | 4.37 | 4.37 | 4.37 | 4.37 | 4.37 | 4.37 | 4.37 | 4.37 | 4.37 | 4.37 | 4.37 | 4.37 | 4.37 | 4.37 | 4.37 | 4.37 | 4.37 | 4.37 | 4.37 | 4.37 | 4.37 | 4.37 | 4.37 | 4.37
2015 | Heat and Electricity | Small CHP plants | Biomass (woodchips): 20 MW feed | Period | years | 25 | 25 | 25 | 25 | 25 | 25 | 25 | 25 | 25 | 25 | 25 | 25 | 25 | 25 | 25 | 25 | 25 | 25 | 25 | 25 | 25 | 25 | 25 | 25 | 25 | 25 | 25 | 25 | 25
2015 | Heat and Electricity | Small CHP plants | Biomass (woodchips): 80 MW feed | Investment | M€/MWe | 3.47 | 3.71 | 2.53 | 2.68 | 2.83 | 2.71 | 3.7 | 2.73 | 3.5 | 3.53 | 3.55 | 2.85 | 2.65 | 3.36 | 3.23 | 2.63 | 2.62 | 3.34 | 2.79 | 3.45 | 2.66 | 2.74 | 2.56 | 2.73 | 2.89 | 3.09 | 3.65 | 3.17 | 3.19
2015 | Heat and Electricity | Small CHP plants | Biomass (woodchips): 80 MW feed | O&M | % of inv. | 4.28 | 4.28 | 4.28 | 4.28 | 4.28 | 4.28 | 4.28 | 4.28 | 4.28 | 4.28 | 4.28 | 4.28 | 4.28 | 4.28 | 4.28 | 4.28 | 4.28 | 4.28 | 4.28 | 4.28 | 4.28 | 4.28 | 4.28 | 4.28 | 4.28 | 4.28 | 4.28 | 4.28 | 4.28
2015 | Heat and Electricity | Small CHP plants | Biomass (woodchips): 80 MW feed | Period | years | 25 | 25 | 25 | 25 | 25 | 25 | 25 | 25 | 25 | 25 | 25 | 25 | 25 | 25 | 25 | 25 | 25 | 25 | 25 | 25 | 25 | 25 | 25 | 25 | 25 | 25 | 25 | 25 | 25
2015 | Heat and Electricity | Small CHP plants | Gas Engine: 1-10 MW | Investment | M€/MWe | 0.94 | 1 | 0.68 | 0.72 | 0.76 | 0.73 | 1 | 0.74 | 0.95 | 0.96 | 0.96 | 0.77 | 0.72 | 0.91 | 0.87 | 0.71 | 0.71 | 0.9 | 0.75 | 0.93 | 0.72 | 0.74 | 0.69 | 0.74 | 0.78 | 0.84 | 0.99 | 0.86 | 0.86
2015 | Heat and Electricity | Small CHP plants | Gas Engine: 1-10 MW | O&M | % of inv. | 1 | 1 | 1 | 1 | 1 | 1 | 1 | 1 | 1 | 1 | 1 | 1 | 1 | 1 | 1 | 1 | 1 | 1 | 1 | 1 | 1 | 1 | 1 | 1 | 1 | 1 | 1 | 1 | 1
2015 | Heat and Electricity | Small CHP plants | Gas Engine: 1-10 MW | Period | years | 25 | 25 | 25 | 25 | 25 | 25 | 25 | 25 | 25 | 25 | 25 | 25 | 25 | 25 | 25 | 25 | 25 | 25 | 25 | 25 | 25 | 25 | 25 | 25 | 25 | 25 | 25 | 25 | 25
2015 | Heat and Electricity | Small CHP plants | SCGT: 5-40 MW | Investment | M€/MWe | 0.7 | 0.75 | 0.51 | 0.54 | 0.57 | 0.55 | 0.75 | 0.55 | 0.71 | 0.72 | 0.72 | 0.58 | 0.54 | 0.68 | 0.65 | 0.53 | 0.53 | 0.68 | 0.57 | 0.7 | 0.54 | 0.56 | 0.52 | 0.55 | 0.59 | 0.63 | 0.74 | 0.64 | 0.65
2015 | Heat and Electricity | Small CHP plants | SCGT: 5-40 MW | O&M | % of inv. | 2.67 | 2.67 | 2.67 | 2.67 | 2.67 | 2.67 | 2.67 | 2.67 | 2.67 | 2.67 | 2.67 | 2.67 | 2.67 | 2.67 | 2.67 | 2.67 | 2.67 | 2.67 | 2.67 | 2.67 | 2.67 | 2.67 | 2.67 | 2.67 | 2.67 | 2.67 | 2.67 | 2.67 | 2.67
2015 | Heat and Electricity | Small CHP plants | SCGT: 5-40 MW | Period | years | 25 | 25 | 25 | 25 | 25 | 25 | 25 | 25 | 25 | 25 | 25 | 25 | 25 | 25 | 25 | 25 | 25 | 25 | 25 | 25 | 25 | 25 | 25 | 25 | 25 | 25 | 25 | 25 | 25
2015 | Heat and Electricity | Large CHP plants | Biomass (pellets): 250-400 MW | Investment | M€/MWe | 1.85 | 1.93 | 1.55 | 1.59 | 1.64 | 1.61 | 1.93 | 1.61 | 1.86 | 1.88 | 1.88 | 1.65 | 1.59 | 1.82 | 1.77 | 1.58 | 1.58 | 1.81 | 1.63 | 1.85 | 1.59 | 1.61 | 1.55 | 1.61 | 1.66 | 1.73 | 1.91 | 1.76 | 1.76
2015 | Heat and Electricity | Large CHP plants | Biomass (pellets): 250-400 MW | O&M | % of inv. | 1.63 | 1.63 | 1.63 | 1.63 | 1.63 | 1.63 | 1.63 | 1.63 | 1.63 | 1.63 | 1.63 | 1.63 | 1.63 | 1.63 | 1.63 | 1.63 | 1.63 | 1.63 | 1.63 | 1.63 | 1.63 | 1.63 | 1.63 | 1.63 | 1.63 | 1.63 | 1.63 | 1.63 | 1.63
2015 | Heat and Electricity | Large CHP plants | Biomass (pellets): 250-400 MW | Period | years | 40 | 40 | 40 | 40 | 40 | 40 | 40 | 40 | 40 | 40 | 40 | 40 | 40 | 40 | 40 | 40 | 40 | 40 | 40 | 40 | 40 | 40 | 40 | 40 | 40 | 40 | 40 | 40 | 40
2015 | Heat and Electricity | Large CHP plants | CCGT: 10-100 MW | Investment | M€/MWe | 1.25 | 1.3 | 1.04 | 1.07 | 1.11 | 1.08 | 1.3 | 1.09 | 1.26 | 1.26 | 1.27 | 1.11 | 1.07 | 1.23 | 1.2 | 1.06 | 1.06 | 1.22 | 1.1 | 1.24 | 1.07 | 1.09 | 1.05 | 1.09 | 1.12 | 1.17 | 1.29 | 1.18 | 1.19
2015 | Heat and Electricity | Large CHP plants | CCGT: 10-100 MW | O&M | % of inv. | 2.31 | 2.31 | 2.31 | 2.31 | 2.31 | 2.31 | 2.31 | 2.31 | 2.31 | 2.31 | 2.31 | 2.31 | 2.31 | 2.31 | 2.31 | 2.31 | 2.31 | 2.31 | 2.31 | 2.31 | 2.31 | 2.31 | 2.31 | 2.31 | 2.31 | 2.31 | 2.31 | 2.31 | 2.31
2015 | Heat and Electricity | Large CHP plants | CCGT: 10-100 MW | Period | years | 25 | 25 | 25 | 25 | 25 | 25 | 25 | 25 | 25 | 25 | 25 | 25 | 25 | 25 | 25 | 25 | 25 | 25 | 25 | 25 | 25 | 25 | 25 | 25 | 25 | 25 | 25 | 25 | 25
2015 | Heat and Electricity | Large CHP plants | CCGT: 100-500 MW | Investment | M€/MWe | 0.86 | 0.9 | 0.72 | 0.74 | 0.77 | 0.75 | 0.9 | 0.75 | 0.87 | 0.87 | 0.88 | 0.77 | 0.74 | 0.85 | 0.83 | 0.74 | 0.73 | 0.85 | 0.76 | 0.86 | 0.74 | 0.75 | 0.73 | 0.75 | 0.78 | 0.81 | 0.89 | 0.82 | 0.82
2015 | Heat and Electricity | Large CHP plants | CCGT: 100-500 MW | O&M | % of inv. | 3.33 | 3.33 | 3.33 | 3.33 | 3.33 | 3.33 | 3.33 | 3.33 | 3.33 | 3.33 | 3.33 | 3.33 | 3.33 | 3.33 | 3.33 | 3.33 | 3.33 | 3.33 | 3.33 | 3.33 | 3.33 | 3.33 | 3.33 | 3.33 | 3.33 | 3.33 | 3.33 | 3.33 | 3.33
2015 | Heat and Electricity | Large CHP plants | CCGT: 100-500 MW | Period | years | 25 | 25 | 25 | 25 | 25 | 25 | 25 | 25 | 25 | 25 | 25 | 25 | 25 | 25 | 25 | 25 | 25 | 25 | 25 | 25 | 25 | 25 | 25 | 25 | 25 | 25 | 25 | 25 | 25
2015 | Heat and Electricity | Large CHP plants | Coal: 400-700 MW | Investment | M€/MWe | 1.85 | 1.93 | 1.55 | 1.59 | 1.64 | 1.61 | 1.93 | 1.61 | 1.86 | 1.88 | 1.88 | 1.65 | 1.59 | 1.82 | 1.77 | 1.58 | 1.58 | 1.81 | 1.63 | 1.85 | 1.59 | 1.61 | 1.55 | 1.61 | 1.66 | 1.73 | 1.91 | 1.76 | 1.76
2015 | Heat and Electricity | Large CHP plants | Coal: 400-700 MW | O&M | % of inv. | 1.63 | 1.63 | 1.63 | 1.63 | 1.63 | 1.63 | 1.63 | 1.63 | 1.63 | 1.63 | 1.63 | 1.63 | 1.63 | 1.63 | 1.63 | 1.63 | 1.63 | 1.63 | 1.63 | 1.63 | 1.63 | 1.63 | 1.63 | 1.63 | 1.63 | 1.63 | 1.63 | 1.63 | 1.63
2015 | Heat and Electricity | Large CHP plants | Coal: 400-700 MW | Period | years | 40 | 40 | 40 | 40 | 40 | 40 | 40 | 40 | 40 | 40 | 40 | 40 | 40 | 40 | 40 | 40 | 40 | 40 | 40 | 40 | 40 | 40 | 40 | 40 | 40 | 40 | 40 | 40 | 40
2015 | Heat and Electricity | Large CHP plants | SCGT: 40-125 MW | Investment | M€/MWe | 0.58 | 0.6 | 0.48 | 0.5 | 0.51 | 0.5 | 0.6 | 0.5 | 0.58 | 0.58 | 0.58 | 0.51 | 0.49 | 0.57 | 0.55 | 0.49 | 0.49 | 0.56 | 0.51 | 0.57 | 0.49 | 0.5 | 0.48 | 0.5 | 0.52 | 0.54 | 0.6 | 0.55 | 0.55
2015 | Heat and Electricity | Large CHP plants | SCGT: 40-125 MW | O&M | % of inv. | 3.3 | 3.3 | 3.3 | 3.3 | 3.3 | 3.3 | 3.3 | 3.3 | 3.3 | 3.3 | 3.3 | 3.3 | 3.3 | 3.3 | 3.3 | 3.3 | 3.3 | 3.3 | 3.3 | 3.3 | 3.3 | 3.3 | 3.3 | 3.3 | 3.3 | 3.3 | 3.3 | 3.3 | 3.3
2015 | Heat and Electricity | Large CHP plants | SCGT: 40-125 MW | Period | years | 25 | 25 | 25 | 25 | 25 | 25 | 25 | 25 | 25 | 25 | 25 | 25 | 25 | 25 | 25 | 25 | 25 | 25 | 25 | 25 | 25 | 25 | 25 | 25 | 25 | 25 | 25 | 25 | 25
2015 | Heat and Electricity | Heat Storage CHP | Average | Investment | M€/GWh | 2.89 | 3 | 2.46 | 2.53 | 2.6 | 2.54 | 3 | 2.55 | 2.91 | 2.92 | 2.93 | 2.61 | 2.51 | 2.84 | 2.78 | 2.5 | 2.5 | 2.83 | 2.58 | 2.88 | 2.52 | 2.55 | 2.47 | 2.55 | 2.62 | 2.72 | 2.98 | 2.76 | 2.76
2015 | Heat and Electricity | Heat Storage CHP | Average | O&M | % of inv. | 0.7 | 0.7 | 0.7 | 0.7 | 0.7 | 0.7 | 0.7 | 0.7 | 0.7 | 0.7 | 0.7 | 0.7 | 0.7 | 0.7 | 0.7 | 0.7 | 0.7 | 0.7 | 0.7 | 0.7 | 0.7 | 0.7 | 0.7 | 0.7 | 0.7 | 0.7 | 0.7 | 0.7 | 0.7
2015 | Heat and Electricity | Heat Storage CHP | Average | Period | years | 20 | 20 | 20 | 20 | 20 | 20 | 20 | 20 | 20 | 20 | 20 | 20 | 20 | 20 | 20 | 20 | 20 | 20 | 20 | 20 | 20 | 20 | 20 | 20 | 20 | 20 | 20 | 20 | 20
2015 | Heat and Electricity | Waste CHP | Average | Investment | M€/TWh/year | 237.55 | 246.76 | 201.85 | 207.46 | 213.3 | 208.7 | 246.42 | 209.37 | 238.79 | 240.13 | 240.69 | 214.09 | 206.45 | 233.62 | 228.35 | 205.56 | 205.33 | 232.84 | 211.73 | 236.77 | 206.68 | 209.82 | 202.86 | 209.37 | 215.55 | 223.29 | 244.62 | 226.32 | 227
2015 | Heat and Electricity | Waste CHP | Average | O&M | % of inv. | 0 | 0 | 0 | 0 | 0 | 0 | 0 | 0 | 0 | 0 | 0 | 0 | 0 | 0 | 0 | 0 | 0 | 0 | 0 | 0 | 0 | 0 | 0 | 0 | 0 | 0 | 0 | 0 | 0
2015 | Heat and Electricity | Waste CHP | Average | Period | years | 20 | 20 | 20 | 20 | 20 | 20 | 20 | 20 | 20 | 20 | 20 | 20 | 20 | 20 | 20 | 20 | 20 | 20 | 20 | 20 | 20 | 20 | 20 | 20 | 20 | 20 | 20 | 20 | 20
2015 | Heat and Electricity | Absorption HP (waste) | Absorption heat pump, district heating | Investment | M€/MWth | 0.55 | 0.6 | 0.33 | 0.36 | 0.4 | 0.37 | 0.6 | 0.37 | 0.55 | 0.56 | 0.57 | 0.4 | 0.36 | 0.52 | 0.49 | 0.35 | 0.35 | 0.52 | 0.39 | 0.54 | 0.36 | 0.38 | 0.33 | 0.37 | 0.41 | 0.46 | 0.59 | 0.48 | 0.48
2015 | Heat and Electricity | Absorption HP (waste) | Absorption heat pump, district heating | O&M | % of inv. | 0.33 | 0.33 | 0.33 | 0.33 | 0.33 | 0.33 | 0.33 | 0.33 | 0.33 | 0.33 | 0.33 | 0.33 | 0.33 | 0.33 | 0.33 | 0.33 | 0.33 | 0.33 | 0.33 | 0.33 | 0.33 | 0.33 | 0.33 | 0.33 | 0.33 | 0.33 | 0.33 | 0.33 | 0.33
2015 | Heat and Electricity | Absorption HP (waste) | Absorption heat pump, district heating | Period | years | 25 | 25 | 25 | 25 | 25 | 25 | 25 | 25 | 25 | 25 | 25 | 25 | 25 | 25 | 25 | 25 | 25 | 25 | 25 | 25 | 25 | 25 | 25 | 25 | 25 | 25 | 25 | 25 | 25
2015 | Heat and Electricity | Decentral DH HP | Electric Compression Heat Pump | Investment | M€/MWe | 2.23 | 2.46 | 1.34 | 1.48 | 1.63 | 1.51 | 2.45 | 1.53 | 2.26 | 2.29 | 2.31 | 1.65 | 1.46 | 2.13 | 2 | 1.43 | 1.43 | 2.11 | 1.59 | 2.21 | 1.46 | 1.54 | 1.37 | 1.53 | 1.68 | 1.88 | 2.41 | 1.95 | 1.97
2015 | Heat and Electricity | Decentral DH HP | Electric Compression Heat Pump | Investment | M€/MWe | 2.23 | 2.46 | 1.34 | 1.48 | 1.63 | 1.51 | 2.45 | 1.53 | 2.26 | 2.29 | 2.31 | 1.65 | 1.46 | 2.13 | 2 | 1.43 | 1.43 | 2.11 | 1.59 | 2.21 | 1.46 | 1.54 | 1.37 | 1.53 | 1.68 | 1.88 | 2.41 | 1.95 | 1.97
2015 | Heat and Electricity | Decentral DH HP | Electric Compression Heat Pump | O&M | % of inv. | 0.28 | 0.28 | 0.28 | 0.28 | 0.28 | 0.28 | 0.28 | 0.28 | 0.28 | 0.28 | 0.28 | 0.28 | 0.28 | 0.28 | 0.28 | 0.28 | 0.28 | 0.28 | 0.28 | 0.28 | 0.28 | 0.28 | 0.28 | 0.28 | 0.28 | 0.28 | 0.28 | 0.28 | 0.28
2015 | Heat and Electricity | Decentral DH HP | Electric Compression Heat Pump | O&M | % of inv. | 0.29 | 0.29 | 0.29 | 0.29 | 0.29 | 0.29 | 0.29 | 0.29 | 0.29 | 0.29 | 0.29 | 0.29 | 0.29 | 0.29 | 0.29 | 0.29 | 0.29 | 0.29 | 0.29 | 0.29 | 0.29 | 0.29 | 0.29 | 0.29 | 0.29 | 0.29 | 0.29 | 0.29 | 0.29
2015 | Heat and Electricity | Decentral DH HP | Electric Compression Heat Pump | Period | years | 25 | 25 | 25 | 25 | 25 | 25 | 25 | 25 | 25 | 25 | 25 | 25 | 25 | 25 | 25 | 25 | 25 | 25 | 25 | 25 | 25 | 25 | 25 | 25 | 25 | 25 | 25 | 25 | 25
2015 | Heat and Electricity | Decentral DH HP | Electric Compression Heat Pump | Period | years | 25 | 25 | 25 | 25 | 25 | 25 | 25 | 25 | 25 | 25 | 25 | 25 | 25 | 25 | 25 | 25 | 25 | 25 | 25 | 25 | 25 | 25 | 25 | 25 | 25 | 25 | 25 | 25 | 25
2015 | Heat and Electricity | Central DH HP | Average | Investment | M€/MWe | 2.36 | 2.45 | 2.01 | 2.06 | 2.12 | 2.07 | 2.45 | 2.08 | 2.37 | 2.39 | 2.39 | 2.13 | 2.05 | 2.32 | 2.27 | 2.04 | 2.04 | 2.31 | 2.11 | 2.35 | 2.05 | 2.09 | 2.02 | 2.08 | 2.14 | 2.22 | 2.43 | 2.25 | 2.26
2015 | Heat and Electricity | Central DH HP | Average | O&M | % of inv. | 0.28 | 0.28 | 0.28 | 0.28 | 0.28 | 0.28 | 0.28 | 0.28 | 0.28 | 0.28 | 0.28 | 0.28 | 0.28 | 0.28 | 0.28 | 0.28 | 0.28 | 0.28 | 0.28 | 0.28 | 0.28 | 0.28 | 0.28 | 0.28 | 0.28 | 0.28 | 0.28 | 0.28 | 0.28
2015 | Heat and Electricity | Central DH HP | Average | Period | years | 25 | 25 | 25 | 25 | 25 | 25 | 25 | 25 | 25 | 25 | 25 | 25 | 25 | 25 | 25 | 25 | 25 | 25 | 25 | 25 | 25 | 25 | 25 | 25 | 25 | 25 | 25 | 25 | 25
2015 | Heat and Electricity | Electric DH boilers | >10 MW at 10/15 V | Investment | M€/MWe | 0.07 | 0.07 | 0.05 | 0.06 | 0.06 | 0.06 | 0.07 | 0.06 | 0.07 | 0.07 | 0.07 | 0.06 | 0.06 | 0.07 | 0.06 | 0.06 | 0.06 | 0.07 | 0.06 | 0.07 | 0.06 | 0.06 | 0.05 | 0.06 | 0.06 | 0.06 | 0.07 | 0.06 | 0.06
2015 | Heat and Electricity | Electric DH boilers | >10 MW at 10/15 V | O&M | % of inv. | 4.95 | 4.95 | 4.95 | 4.95 | 4.95 | 4.95 | 4.95 | 4.95 | 4.95 | 4.95 | 4.95 | 4.95 | 4.95 | 4.95 | 4.95 | 4.95 | 4.95 | 4.95 | 4.95 | 4.95 | 4.95 | 4.95 | 4.95 | 4.95 | 4.95 | 4.95 | 4.95 | 4.95 | 4.95
2015 | Heat and Electricity | Electric DH boilers | >10 MW at 10/15 V | Period | years | 20 | 20 | 20 | 20 | 20 | 20 | 20 | 20 | 20 | 20 | 20 | 20 | 20 | 20 | 20 | 20 | 20 | 20 | 20 | 20 | 20 | 20 | 20 | 20 | 20 | 20 | 20 | 20 | 20
2015 | Heat and Electricity | DHP Boiler group 1 | Average | Investment | M€/MW | 0.5 | 0.52 | 0.42 | 0.43 | 0.45 | 0.44 | 0.52 | 0.44 | 0.5 | 0.5 | 0.5 | 0.45 | 0.43 | 0.49 | 0.48 | 0.43 | 0.43 | 0.49 | 0.44 | 0.49 | 0.43 | 0.44 | 0.42 | 0.44 | 0.45 | 0.47 | 0.51 | 0.47 | 0.47
2015 | Heat and Electricity | DHP Boiler group 1 | Average | O&M | % of inv. | 0 | 0 | 0 | 0 | 0 | 0 | 0 | 0 | 0 | 0 | 0 | 0 | 0 | 0 | 0 | 0 | 0 | 0 | 0 | 0 | 0 | 0 | 0 | 0 | 0 | 0 | 0 | 0 | 0
2015 | Heat and Electricity | DHP Boiler group 1 | Average | Period | years | 21.25 | 21.25 | 21.25 | 21.25 | 21.25 | 21.25 | 21.25 | 21.25 | 21.25 | 21.25 | 21.25 | 21.25 | 21.25 | 21.25 | 21.25 | 21.25 | 21.25 | 21.25 | 21.25 | 21.25 | 21.25 | 21.25 | 21.25 | 21.25 | 21.25 | 21.25 | 21.25 | 21.25 | 21.25
2015 | Heat and Electricity | Boilers gr. 2 and 3 | Gas boiler: 0,5-10 MW | Investment | M€/MWth | 0.06 | 0.06 | 0.05 | 0.05 | 0.05 | 0.05 | 0.06 | 0.05 | 0.06 | 0.06 | 0.06 | 0.05 | 0.05 | 0.06 | 0.06 | 0.05 | 0.05 | 0.06 | 0.05 | 0.06 | 0.05 | 0.05 | 0.05 | 0.05 | 0.05 | 0.05 | 0.06 | 0.06 | 0.06
2015 | Heat and Electricity | Boilers gr. 2 and 3 | Gas boiler: 0,5-10 MW | O&M | % of inv. | 3.33 | 3.33 | 3.33 | 3.33 | 3.33 | 3.33 | 3.33 | 3.33 | 3.33 | 3.33 | 3.33 | 3.33 | 3.33 | 3.33 | 3.33 | 3.33 | 3.33 | 3.33 | 3.33 | 3.33 | 3.33 | 3.33 | 3.33 | 3.33 | 3.33 | 3.33 | 3.33 | 3.33 | 3.33
2015 | Heat and Electricity | Boilers gr. 2 and 3 | Gas boiler: 0,5-10 MW | Period | years | 25 | 25 | 25 | 25 | 25 | 25 | 25 | 25 | 25 | 25 | 25 | 25 | 25 | 25 | 25 | 25 | 25 | 25 | 25 | 25 | 25 | 25 | 25 | 25 | 25 | 25 | 25 | 25 | 25
2015 | Heat and Electricity | Boilers gr. 2 and 3 | Straw boiler: 1-12 MW | Investment | M€/MWth | 0.77 | 0.8 | 0.66 | 0.67 | 0.69 | 0.68 | 0.8 | 0.68 | 0.78 | 0.78 | 0.78 | 0.7 | 0.67 | 0.76 | 0.74 | 0.67 | 0.67 | 0.76 | 0.69 | 0.77 | 0.67 | 0.68 | 0.66 | 0.68 | 0.7 | 0.72 | 0.79 | 0.73 | 0.74
2015 | Heat and Electricity | Boilers gr. 2 and 3 | Straw boiler: 1-12 MW | Period | years | 20 | 20 | 20 | 20 | 20 | 20 | 20 | 20 | 20 | 20 | 20 | 20 | 20 | 20 | 20 | 20 | 20 | 20 | 20 | 20 | 20 | 20 | 20 | 20 | 20 | 20 | 20 | 20 | 20
2015 | Heat and Electricity | Boilers gr. 2 and 3 | Wood-pellets: <2 MW | Investment | M€/MWth | 0.39 | 0.4 | 0.33 | 0.34 | 0.35 | 0.34 | 0.4 | 0.34 | 0.39 | 0.39 | 0.39 | 0.35 | 0.34 | 0.38 | 0.37 | 0.33 | 0.33 | 0.38 | 0.34 | 0.38 | 0.34 | 0.34 | 0.33 | 0.34 | 0.35 | 0.36 | 0.4 | 0.37 | 0.37
2015 | Heat and Electricity | Boilers gr. 2 and 3 | Wood-pellets: <2 MW | Period | years | 20 | 20 | 20 | 20 | 20 | 20 | 20 | 20 | 20 | 20 | 20 | 20 | 20 | 20 | 20 | 20 | 20 | 20 | 20 | 20 | 20 | 20 | 20 | 20 | 20 | 20 | 20 | 20 | 20
2015 | Heat and Electricity | Boilers gr. 2 and 3 | Woodchip boiler: 1-12 MW | Investment | M€/MWth | 0.77 | 0.8 | 0.66 | 0.67 | 0.69 | 0.68 | 0.8 | 0.68 | 0.78 | 0.78 | 0.78 | 0.7 | 0.67 | 0.76 | 0.74 | 0.67 | 0.67 | 0.76 | 0.69 | 0.77 | 0.67 | 0.68 | 0.66 | 0.68 | 0.7 | 0.72 | 0.79 | 0.73 | 0.74
2015 | Heat and Electricity | Boilers gr. 2 and 3 | Woodchip boiler: 1-12 MW | Period | years | 20 | 20 | 20 | 20 | 20 | 20 | 20 | 20 | 20 | 20 | 20 | 20 | 20 | 20 | 20 | 20 | 20 | 20 | 20 | 20 | 20 | 20 | 20 | 20 | 20 | 20 | 20 | 20 | 20
2015 | Heat and Electricity | Large Power plants | Biomass (pellets): 250-400 MW | Investment | M€/MWe | 1.8 | 1.93 | 1.3 | 1.38 | 1.46 | 1.4 | 1.93 | 1.41 | 1.82 | 1.84 | 1.85 | 1.47 | 1.37 | 1.75 | 1.68 | 1.35 | 1.35 | 1.74 | 1.44 | 1.79 | 1.37 | 1.41 | 1.32 | 1.41 | 1.49 | 1.6 | 1.9 | 1.65 | 1.66
2015 | Heat and Electricity | Large Power plants | Biomass (pellets): 250-400 MW | O&M | % of inv. | 1.63 | 1.63 | 1.63 | 1.63 | 1.63 | 1.63 | 1.63 | 1.63 | 1.63 | 1.63 | 1.63 | 1.63 | 1.63 | 1.63 | 1.63 | 1.63 | 1.63 | 1.63 | 1.63 | 1.63 | 1.63 | 1.63 | 1.63 | 1.63 | 1.63 | 1.63 | 1.63 | 1.63 | 1.63
2015 | Heat and Electricity | Large Power plants | Biomass (pellets): 250-400 MW | Period | years | 40 | 40 | 40 | 40 | 40 | 40 | 40 | 40 | 40 | 40 | 40 | 40 | 40 | 40 | 40 | 40 | 40 | 40 | 40 | 40 | 40 | 40 | 40 | 40 | 40 | 40 | 40 | 40 | 40
2015 | Heat and Electricity | Large Power plants | CCGT: 10-100 MW | Investment | M€/MWe | 1.22 | 1.3 | 0.88 | 0.93 | 0.99 | 0.94 | 1.3 | 0.95 | 1.23 | 1.24 | 1.25 | 0.99 | 0.92 | 1.18 | 1.13 | 0.91 | 0.91 | 1.17 | 0.97 | 1.21 | 0.92 | 0.95 | 0.89 | 0.95 | 1.01 | 1.08 | 1.28 | 1.11 | 1.12
2015 | Heat and Electricity | Large Power plants | CCGT: 10-100 MW | O&M | % of inv. | 2.31 | 2.31 | 2.31 | 2.31 | 2.31 | 2.31 | 2.31 | 2.31 | 2.31 | 2.31 | 2.31 | 2.31 | 2.31 | 2.31 | 2.31 | 2.31 | 2.31 | 2.31 | 2.31 | 2.31 | 2.31 | 2.31 | 2.31 | 2.31 | 2.31 | 2.31 | 2.31 | 2.31 | 2.31
2015 | Heat and Electricity | Large Power plants | CCGT: 10-100 MW | Period | years | 25 | 25 | 25 | 25 | 25 | 25 | 25 | 25 | 25 | 25 | 25 | 25 | 25 | 25 | 25 | 25 | 25 | 25 | 25 | 25 | 25 | 25 | 25 | 25 | 25 | 25 | 25 | 25 | 25
2015 | Heat and Electricity | Large Power plants | CCGT: 100-500 MW | Investment | M€/MWe | 0.84 | 0.9 | 0.61 | 0.64 | 0.68 | 0.65 | 0.9 | 0.66 | 0.85 | 0.86 | 0.86 | 0.69 | 0.64 | 0.82 | 0.78 | 0.63 | 0.63 | 0.81 | 0.67 | 0.84 | 0.64 | 0.66 | 0.61 | 0.66 | 0.7 | 0.75 | 0.89 | 0.77 | 0.77
2015 | Heat and Electricity | Large Power plants | CCGT: 100-500 MW | O&M | % of inv. | 3.33 | 3.33 | 3.33 | 3.33 | 3.33 | 3.33 | 3.33 | 3.33 | 3.33 | 3.33 | 3.33 | 3.33 | 3.33 | 3.33 | 3.33 | 3.33 | 3.33 | 3.33 | 3.33 | 3.33 | 3.33 | 3.33 | 3.33 | 3.33 | 3.33 | 3.33 | 3.33 | 3.33 | 3.33
2015 | Heat and Electricity | Large Power plants | CCGT: 100-500 MW | Period | years | 25 | 25 | 25 | 25 | 25 | 25 | 25 | 25 | 25 | 25 | 25 | 25 | 25 | 25 | 25 | 25 | 25 | 25 | 25 | 25 | 25 | 25 | 25 | 25 | 25 | 25 | 25 | 25 | 25
2015 | Heat and Electricity | Large Power plants | Coal: 400-700 MW | Investment | M€/MWe | 1.8 | 1.93 | 1.3 | 1.38 | 1.46 | 1.4 | 1.93 | 1.41 | 1.82 | 1.84 | 1.85 | 1.47 | 1.37 | 1.75 | 1.68 | 1.35 | 1.35 | 1.74 | 1.44 | 1.79 | 1.37 | 1.41 | 1.32 | 1.41 | 1.49 | 1.6 | 1.9 | 1.65 | 1.66
2015 | Heat and Electricity | Large Power plants | Coal: 400-700 MW | O&M | % of inv. | 1.63 | 1.63 | 1.63 | 1.63 | 1.63 | 1.63 | 1.63 | 1.63 | 1.63 | 1.63 | 1.63 | 1.63 | 1.63 | 1.63 | 1.63 | 1.63 | 1.63 | 1.63 | 1.63 | 1.63 | 1.63 | 1.63 | 1.63 | 1.63 | 1.63 | 1.63 | 1.63 | 1.63 | 1.63
2015 | Heat and Electricity | Large Power plants | Coal: 400-700 MW | Period | years | 40 | 40 | 40 | 40 | 40 | 40 | 40 | 40 | 40 | 40 | 40 | 40 | 40 | 40 | 40 | 40 | 40 | 40 | 40 | 40 | 40 | 40 | 40 | 40 | 40 | 40 | 40 | 40 | 40
2015 | Heat and Electricity | Large Power plants | SCGT: 40-125 MW | Investment | M€/MWe | 0.56 | 0.6 | 0.4 | 0.43 | 0.45 | 0.43 | 0.6 | 0.44 | 0.57 | 0.57 | 0.57 | 0.46 | 0.42 | 0.54 | 0.52 | 0.42 | 0.42 | 0.54 | 0.45 | 0.56 | 0.43 | 0.44 | 0.41 | 0.44 | 0.46 | 0.5 | 0.59 | 0.51 | 0.51
2015 | Heat and Electricity | Large Power plants | SCGT: 40-125 MW | O&M | % of inv. | 3.3 | 3.3 | 3.3 | 3.3 | 3.3 | 3.3 | 3.3 | 3.3 | 3.3 | 3.3 | 3.3 | 3.3 | 3.3 | 3.3 | 3.3 | 3.3 | 3.3 | 3.3 | 3.3 | 3.3 | 3.3 | 3.3 | 3.3 | 3.3 | 3.3 | 3.3 | 3.3 | 3.3 | 3.3
2015 | Heat and Electricity | Large Power plants | SCGT: 40-125 MW | Period | years | 25 | 25 | 25 | 25 | 25 | 25 | 25 | 25 | 25 | 25 | 25 | 25 | 25 | 25 | 25 | 25 | 25 | 25 | 25 | 25 | 25 | 25 | 25 | 25 | 25 | 25 | 25 | 25 | 25
2015 | Heat and Electricity | Nuclear plants | Average | Investment | M€/MWe | 4.82 | 5.1 | 3.74 | 3.91 | 4.09 | 3.95 | 5.09 | 3.97 | 4.86 | 4.9 | 4.91 | 4.11 | 3.88 | 4.7 | 4.54 | 3.85 | 3.85 | 4.68 | 4.04 | 4.79 | 3.89 | 3.98 | 3.77 | 3.97 | 4.15 | 4.39 | 5.03 | 4.48 | 4.5
2015 | Heat and Electricity | Nuclear plants | Average | O&M | % of inv. | 2 | 2 | 2 | 2 | 2 | 2 | 2 | 2 | 2 | 2 | 2 | 2 | 2 | 2 | 2 | 2 | 2 | 2 | 2 | 2 | 2 | 2 | 2 | 2 | 2 | 2 | 2 | 2 | 2
2015 | Heat and Electricity | Nuclear plants | Average | Period | years | 60 | 60 | 60 | 60 | 60 | 60 | 60 | 60 | 60 | 60 | 60 | 60 | 60 | 60 | 60 | 60 | 60 | 60 | 60 | 60 | 60 | 60 | 60 | 60 | 60 | 60 | 60 | 60 | 60
2015 | Heat and Electricity | Pump hydro | Average | Investment | M€/MWe | 0.58 | 0.6 | 0.49 | 0.51 | 0.52 | 0.51 | 0.6 | 0.51 | 0.58 | 0.58 | 0.59 | 0.52 | 0.5 | 0.57 | 0.56 | 0.5 | 0.5 | 0.57 | 0.52 | 0.58 | 0.5 | 0.51 | 0.49 | 0.51 | 0.52 | 0.54 | 0.6 | 0.55 | 0.55
2015 | Heat and Electricity | Pump hydro | Average | O&M | % of inv. | 1.5 | 1.5 | 1.5 | 1.5 | 1.5 | 1.5 | 1.5 | 1.5 | 1.5 | 1.5 | 1.5 | 1.5 | 1.5 | 1.5 | 1.5 | 1.5 | 1.5 | 1.5 | 1.5 | 1.5 | 1.5 | 1.5 | 1.5 | 1.5 | 1.5 | 1.5 | 1.5 | 1.5 | 1.5
2015 | Heat and Electricity | Pump hydro | Average | Period | years | 50 | 50 | 50 | 50 | 50 | 50 | 50 | 50 | 50 | 50 | 50 | 50 | 50 | 50 | 50 | 50 | 50 | 50 | 50 | 50 | 50 | 50 | 50 | 50 | 50 | 50 | 50 | 50 | 50
2015 | Heat and Electricity | Pumped storage | Average | Investment | M€/GWh | 7.66 | 8.04 | 6.19 | 6.42 | 6.66 | 6.48 | 8.03 | 6.5 | 7.71 | 7.77 | 7.79 | 6.7 | 6.38 | 7.5 | 7.28 | 6.35 | 6.34 | 7.47 | 6.6 | 7.63 | 6.39 | 6.52 | 6.24 | 6.5 | 6.76 | 7.08 | 7.95 | 7.2 | 7.23
2015 | Heat and Electricity | Pumped storage | Average | O&M | % of inv. | 1.5 | 1.5 | 1.5 | 1.5 | 1.5 | 1.5 | 1.5 | 1.5 | 1.5 | 1.5 | 1.5 | 1.5 | 1.5 | 1.5 | 1.5 | 1.5 | 1.5 | 1.5 | 1.5 | 1.5 | 1.5 | 1.5 | 1.5 | 1.5 | 1.5 | 1.5 | 1.5 | 1.5 | 1.5
2015 | Heat and Electricity | Pumped storage | Average | Period | years | 50 | 50 | 50 | 50 | 50 | 50 | 50 | 50 | 50 | 50 | 50 | 50 | 50 | 50 | 50 | 50 | 50 | 50 | 50 | 50 | 50 | 50 | 50 | 50 | 50 | 50 | 50 | 50 | 50
2015 | Heat and Electricity | Industrial CHP heating | Average | Investment | M€/TWh/year | 62.41 | 66.76 | 45.52 | 48.18 | 50.94 | 48.76 | 66.6 | 49.08 | 62.99 | 63.63 | 63.89 | 51.31 | 47.7 | 60.55 | 58.05 | 47.27 | 47.17 | 60.18 | 50.19 | 62.03 | 47.8 | 49.29 | 46 | 49.08 | 52 | 55.66 | 65.75 | 57.1 | 57.41
2015 | Heat and Electricity | Industrial CHP electricity | Average | Investment | M€/TWh/year | 64.2 | 66.69 | 54.55 | 56.07 | 57.65 | 56.41 | 66.6 | 56.59 | 64.54 | 64.9 | 65.05 | 57.86 | 55.8 | 63.14 | 61.71 | 55.56 | 55.49 | 62.93 | 57.22 | 63.99 | 55.86 | 56.71 | 54.83 | 56.59 | 58.26 | 60.35 | 66.11 | 61.17 | 61.35
2015 | Heat and Electricity | Industrial CHP heating | Average | O&M | % of inv. | 2.14 | 2.14 | 2.14 | 2.14 | 2.14 | 2.14 | 2.14 | 2.14 | 2.14 | 2.14 | 2.14 | 2.14 | 2.14 | 2.14 | 2.14 | 2.14 | 2.14 | 2.14 | 2.14 | 2.14 | 2.14 | 2.14 | 2.14 | 2.14 | 2.14 | 2.14 | 2.14 | 2.14 | 2.14
2015 | Heat and Electricity | Industrial CHP electricity | Average | O&M | % of inv. | 2.14 | 2.14 | 2.14 | 2.14 | 2.14 | 2.14 | 2.14 | 2.14 | 2.14 | 2.14 | 2.14 | 2.14 | 2.14 | 2.14 | 2.14 | 2.14 | 2.14 | 2.14 | 2.14 | 2.14 | 2.14 | 2.14 | 2.14 | 2.14 | 2.14 | 2.14 | 2.14 | 2.14 | 2.14
2015 | Heat and Electricity | Industrial CHP heating | Average | Period | years | 31 | 31 | 31 | 31 | 31 | 31 | 31 | 31 | 31 | 31 | 31 | 31 | 31 | 31 | 31 | 31 | 31 | 31 | 31 | 31 | 31 | 31 | 31 | 31 | 31 | 31 | 31 | 31 | 31
2015 | Heat and Electricity | Industrial CHP electricity | Average | Period | years | 31 | 31 | 31 | 31 | 31 | 31 | 31 | 31 | 31 | 31 | 31 | 31 | 31 | 31 | 31 | 31 | 31 | 31 | 31 | 31 | 31 | 31 | 31 | 31 | 31 | 31 | 31 | 31 | 31
2015 | Renewable Energy | Onshore wind power | Large wind turbines on land | Investment | M€/MWe | 1.02 | 1.07 | 0.83 | 0.86 | 0.89 | 0.87 | 1.07 | 0.87 | 1.03 | 1.04 | 1.04 | 0.89 | 0.85 | 1 | 0.97 | 0.85 | 0.85 | 1 | 0.88 | 1.02 | 0.85 | 0.87 | 0.83 | 0.87 | 0.9 | 0.94 | 1.06 | 0.96 | 0.96
2015 | Renewable Energy | Onshore wind power | Large wind turbines on land | O&M | % of inv. | 3.21 | 3.21 | 3.21 | 3.21 | 3.21 | 3.21 | 3.21 | 3.21 | 3.21 | 3.21 | 3.21 | 3.21 | 3.21 | 3.21 | 3.21 | 3.21 | 3.21 | 3.21 | 3.21 | 3.21 | 3.21 | 3.21 | 3.21 | 3.21 | 3.21 | 3.21 | 3.21 | 3.21 | 3.21
2015 | Renewable Energy | Onshore wind power | Large wind turbines on land | Period | years | 25 | 25 | 25 | 25 | 25 | 25 | 25 | 25 | 25 | 25 | 25 | 25 | 25 | 25 | 25 | 25 | 25 | 25 | 25 | 25 | 25 | 25 | 25 | 25 | 25 | 25 | 25 | 25 | 25
2015 | Renewable Energy | Offshore wind power | Large wind turbines off-shore | Investment | M€/MWe | 2.58 | 2.87 | 1.44 | 1.62 | 1.8 | 1.66 | 2.86 | 1.68 | 2.62 | 2.66 | 2.68 | 1.83 | 1.58 | 2.45 | 2.28 | 1.56 | 1.55 | 2.43 | 1.75 | 2.55 | 1.59 | 1.69 | 1.47 | 1.68 | 1.87 | 2.12 | 2.8 | 2.22 | 2.24
2015 | Renewable Energy | Offshore wind power | Large wind turbines off-shore | O&M | % of inv. | 2 | 2 | 2 | 2 | 2 | 2 | 2 | 2 | 2 | 2 | 2 | 2 | 2 | 2 | 2 | 2 | 2 | 2 | 2 | 2 | 2 | 2 | 2 | 2 | 2 | 2 | 2 | 2 | 2
2015 | Renewable Energy | Offshore wind power | Large wind turbines off-shore | Period | years | 25 | 25 | 25 | 25 | 25 | 25 | 25 | 25 | 25 | 25 | 25 | 25 | 25 | 25 | 25 | 25 | 25 | 25 | 25 | 25 | 25 | 25 | 25 | 25 | 25 | 25 | 25 | 25 | 25
2015 | Renewable Energy | Offshore wind power | Large wind turbines off-shore, near-shore | Investment | M€/MWe | 2.24 | 2.5 | 1.25 | 1.41 | 1.57 | 1.44 | 2.49 | 1.46 | 2.28 | 2.32 | 2.33 | 1.59 | 1.38 | 2.13 | 1.99 | 1.35 | 1.35 | 2.11 | 1.53 | 2.22 | 1.39 | 1.47 | 1.28 | 1.46 | 1.63 | 1.85 | 2.44 | 1.93 | 1.95
2015 | Renewable Energy | Offshore wind power | Large wind turbines off-shore, near-shore | O&M | % of inv. | 2.07 | 2.07 | 2.07 | 2.07 | 2.07 | 2.07 | 2.07 | 2.07 | 2.07 | 2.07 | 2.07 | 2.07 | 2.07 | 2.07 | 2.07 | 2.07 | 2.07 | 2.07 | 2.07 | 2.07 | 2.07 | 2.07 | 2.07 | 2.07 | 2.07 | 2.07 | 2.07 | 2.07 | 2.07
2015 | Renewable Energy | Offshore wind power | Large wind turbines off-shore, near-shore | Period | years | 25 | 25 | 25 | 25 | 25 | 25 | 25 | 25 | 25 | 25 | 25 | 25 | 25 | 25 | 25 | 25 | 25 | 25 | 25 | 25 | 25 | 25 | 25 | 25 | 25 | 25 | 25 | 25 | 25
2015 | Renewable Energy | Photo Voltaic | Large scale utility system | Investment | M€/MWe | 1.41 | 1.46 | 1.22 | 1.25 | 1.28 | 1.26 | 1.46 | 1.26 | 1.42 | 1.43 | 1.43 | 1.29 | 1.25 | 1.39 | 1.36 | 1.24 | 1.24 | 1.39 | 1.28 | 1.41 | 1.25 | 1.26 | 1.23 | 1.26 | 1.3 | 1.34 | 1.45 | 1.35 | 1.36
2015 | Renewable Energy | Photo Voltaic | Large scale utility system | O&M | % of inv. | 0.88 | 0.88 | 0.88 | 0.88 | 0.88 | 0.88 | 0.88 | 0.88 | 0.88 | 0.88 | 0.88 | 0.88 | 0.88 | 0.88 | 0.88 | 0.88 | 0.88 | 0.88 | 0.88 | 0.88 | 0.88 | 0.88 | 0.88 | 0.88 | 0.88 | 0.88 | 0.88 | 0.88 | 0.88
2015 | Renewable Energy | Photo Voltaic | Large scale utility system | Period | years | 30 | 30 | 30 | 30 | 30 | 30 | 30 | 30 | 30 | 30 | 30 | 30 | 30 | 30 | 30 | 30 | 30 | 30 | 30 | 30 | 30 | 30 | 30 | 30 | 30 | 30 | 30 | 30 | 30
2015 | Renewable Energy | Photo Voltaic | Small residential system | Investment | M€/MWe | 1.42 | 1.47 | 1.23 | 1.26 | 1.29 | 1.27 | 1.47 | 1.27 | 1.43 | 1.44 | 1.44 | 1.3 | 1.26 | 1.4 | 1.37 | 1.25 | 1.25 | 1.4 | 1.28 | 1.42 | 1.26 | 1.27 | 1.24 | 1.27 | 1.3 | 1.35 | 1.46 | 1.36 | 1.37
2015 | Renewable Energy | Photo Voltaic | Small residential system | O&M | % of inv. | 1 | 1 | 1 | 1 | 1 | 1 | 1 | 1 | 1 | 1 | 1 | 1 | 1 | 1 | 1 | 1 | 1 | 1 | 1 | 1 | 1 | 1 | 1 | 1 | 1 | 1 | 1 | 1 | 1
2015 | Renewable Energy | Photo Voltaic | Small residential system | Period | years | 30 | 30 | 30 | 30 | 30 | 30 | 30 | 30 | 30 | 30 | 30 | 30 | 30 | 30 | 30 | 30 | 30 | 30 | 30 | 30 | 30 | 30 | 30 | 30 | 30 | 30 | 30 | 30 | 30
2015 | Renewable Energy | Wave power | Average | Investment | M€/MWe | 7.03 | 7.83 | 3.92 | 4.41 | 4.92 | 4.52 | 7.8 | 4.58 | 7.14 | 7.25 | 7.3 | 4.99 | 4.32 | 6.69 | 6.23 | 4.24 | 4.22 | 6.62 | 4.78 | 6.96 | 4.34 | 4.61 | 4.01 | 4.58 | 5.11 | 5.79 | 7.64 | 6.05 | 6.11
2015 | Renewable Energy | Wave power | Average | O&M | % of inv. | 1.47 | 1.47 | 1.47 | 1.47 | 1.47 | 1.47 | 1.47 | 1.47 | 1.47 | 1.47 | 1.47 | 1.47 | 1.47 | 1.47 | 1.47 | 1.47 | 1.47 | 1.47 | 1.47 | 1.47 | 1.47 | 1.47 | 1.47 | 1.47 | 1.47 | 1.47 | 1.47 | 1.47 | 1.47
2015 | Renewable Energy | Wave power | Average | Period | years | 10 | 10 | 10 | 10 | 10 | 10 | 10 | 10 | 10 | 10 | 10 | 10 | 10 | 10 | 10 | 10 | 10 | 10 | 10 | 10 | 10 | 10 | 10 | 10 | 10 | 10 | 10 | 10 | 10
2015 | Renewable Energy | Photo Voltaic | Medium sized commercial system | Investment | M€/MWe | 1.21 | 1.26 | 1.05 | 1.08 | 1.1 | 1.08 | 1.25 | 1.08 | 1.22 | 1.23 | 1.23 | 1.11 | 1.07 | 1.2 | 1.17 | 1.07 | 1.07 | 1.19 | 1.1 | 1.21 | 1.07 | 1.09 | 1.05 | 1.08 | 1.11 | 1.15 | 1.25 | 1.16 | 1.17
2015 | Renewable Energy | Photo Voltaic | Medium sized commercial system | O&M | % of inv. | 1 | 1 | 1 | 1 | 1 | 1 | 1 | 1 | 1 | 1 | 1 | 1 | 1 | 1 | 1 | 1 | 1 | 1 | 1 | 1 | 1 | 1 | 1 | 1 | 1 | 1 | 1 | 1 | 1
2015 | Renewable Energy | Photo Voltaic | Medium sized commercial system | Period | years | 30 | 30 | 30 | 30 | 30 | 30 | 30 | 30 | 30 | 30 | 30 | 30 | 30 | 30 | 30 | 30 | 30 | 30 | 30 | 30 | 30 | 30 | 30 | 30 | 30 | 30 | 30 | 30 | 30
2015 | Renewable Energy | CSP solar power | Average | Investment | M€/MWe | 6 | 6.34 | 4.66 | 4.87 | 5.09 | 4.91 | 6.33 | 4.94 | 6.04 | 6.09 | 6.11 | 5.12 | 4.83 | 5.85 | 5.65 | 4.8 | 4.79 | 5.82 | 5.03 | 5.97 | 4.84 | 4.96 | 4.69 | 4.94 | 5.17 | 5.46 | 6.26 | 5.57 | 5.6
2015 | Renewable Energy | CSP solar power | Average | O&M | % of inv. | 4 | 4 | 4 | 4 | 4 | 4 | 4 | 4 | 4 | 4 | 4 | 4 | 4 | 4 | 4 | 4 | 4 | 4 | 4 | 4 | 4 | 4 | 4 | 4 | 4 | 4 | 4 | 4 | 4
2015 | Renewable Energy | CSP solar power | Average | Period | years | 30 | 30 | 30 | 30 | 30 | 30 | 30 | 30 | 30 | 30 | 30 | 30 | 30 | 30 | 30 | 30 | 30 | 30 | 30 | 30 | 30 | 30 | 30 | 30 | 30 | 30 | 30 | 30 | 30
2015 | Renewable Energy | River hydro | Average | Investment | M€/MWe | 5.89 | 6.23 | 4.57 | 4.78 | 5 | 4.83 | 6.22 | 4.85 | 5.93 | 5.98 | 6 | 5.02 | 4.74 | 5.74 | 5.55 | 4.71 | 4.7 | 5.72 | 4.94 | 5.86 | 4.75 | 4.87 | 4.61 | 4.85 | 5.08 | 5.36 | 6.15 | 5.48 | 5.5
2015 | Renewable Energy | River hydro | Average | O&M | % of inv. | 1.5 | 1.5 | 1.5 | 1.5 | 1.5 | 1.5 | 1.5 | 1.5 | 1.5 | 1.5 | 1.5 | 1.5 | 1.5 | 1.5 | 1.5 | 1.5 | 1.5 | 1.5 | 1.5 | 1.5 | 1.5 | 1.5 | 1.5 | 1.5 | 1.5 | 1.5 | 1.5 | 1.5 | 1.5
2015 | Renewable Energy | River hydro | Average | Period | years | 60 | 60 | 60 | 60 | 60 | 60 | 60 | 60 | 60 | 60 | 60 | 60 | 60 | 60 | 60 | 60 | 60 | 60 | 60 | 60 | 60 | 60 | 60 | 60 | 60 | 60 | 60 | 60 | 60
2015 | Renewable Energy | Dammed Hydro power | Average | Investment | M€/MWe | 2.62 | 2.77 | 2.04 | 2.13 | 2.23 | 2.15 | 2.77 | 2.16 | 2.64 | 2.67 | 2.67 | 2.24 | 2.11 | 2.56 | 2.47 | 2.1 | 2.09 | 2.55 | 2.2 | 2.61 | 2.12 | 2.17 | 2.05 | 2.16 | 2.26 | 2.39 | 2.74 | 2.44 | 2.45
2015 | Renewable Energy | Dammed Hydro power | Average | O&M | % of inv. | 1.25 | 1.25 | 1.25 | 1.25 | 1.25 | 1.25 | 1.25 | 1.25 | 1.25 | 1.25 | 1.25 | 1.25 | 1.25 | 1.25 | 1.25 | 1.25 | 1.25 | 1.25 | 1.25 | 1.25 | 1.25 | 1.25 | 1.25 | 1.25 | 1.25 | 1.25 | 1.25 | 1.25 | 1.25
2015 | Renewable Energy | Dammed Hydro power | Average | Period | years | 60 | 60 | 60 | 60 | 60 | 60 | 60 | 60 | 60 | 60 | 60 | 60 | 60 | 60 | 60 | 60 | 60 | 60 | 60 | 60 | 60 | 60 | 60 | 60 | 60 | 60 | 60 | 60 | 60
2015 | Renewable Energy | Dammed Hydro Storage | Average | Investment | M€/GWh | 7.66 | 8.04 | 6.19 | 6.42 | 6.66 | 6.48 | 8.03 | 6.5 | 7.71 | 7.77 | 7.79 | 6.7 | 6.38 | 7.5 | 7.28 | 6.35 | 6.34 | 7.47 | 6.6 | 7.63 | 6.39 | 6.52 | 6.24 | 6.5 | 6.76 | 7.08 | 7.95 | 7.2 | 7.23
2015 | Renewable Energy | Dammed Hydro Storage | Average | O&M | % of inv. | 1.5 | 1.5 | 1.5 | 1.5 | 1.5 | 1.5 | 1.5 | 1.5 | 1.5 | 1.5 | 1.5 | 1.5 | 1.5 | 1.5 | 1.5 | 1.5 | 1.5 | 1.5 | 1.5 | 1.5 | 1.5 | 1.5 | 1.5 | 1.5 | 1.5 | 1.5 | 1.5 | 1.5 | 1.5
2015 | Renewable Energy | Dammed Hydro Storage | Average | Period | years | 50 | 50 | 50 | 50 | 50 | 50 | 50 | 50 | 50 | 50 | 50 | 50 | 50 | 50 | 50 | 50 | 50 | 50 | 50 | 50 | 50 | 50 | 50 | 50 | 50 | 50 | 50 | 50 | 50
2015 | Renewable Energy | Hydro pump | Average | Investment | M€/MWe | 0.58 | 0.6 | 0.49 | 0.51 | 0.52 | 0.51 | 0.6 | 0.51 | 0.58 | 0.58 | 0.59 | 0.52 | 0.5 | 0.57 | 0.56 | 0.5 | 0.5 | 0.57 | 0.52 | 0.58 | 0.5 | 0.51 | 0.49 | 0.51 | 0.52 | 0.54 | 0.6 | 0.55 | 0.55
2015 | Renewable Energy | Hydro pump | Average | Investment | M€/MWe | 0.7 | 0.74 | 0.54 | 0.56 | 0.59 | 0.57 | 0.73 | 0.57 | 0.7 | 0.71 | 0.71 | 0.59 | 0.56 | 0.68 | 0.66 | 0.56 | 0.56 | 0.68 | 0.58 | 0.69 | 0.56 | 0.58 | 0.54 | 0.57 | 0.6 | 0.63 | 0.73 | 0.65 | 0.65
2015 | Renewable Energy | Hydro pump | Average | O&M | % of inv. | 1.5 | 1.5 | 1.5 | 1.5 | 1.5 | 1.5 | 1.5 | 1.5 | 1.5 | 1.5 | 1.5 | 1.5 | 1.5 | 1.5 | 1.5 | 1.5 | 1.5 | 1.5 | 1.5 | 1.5 | 1.5 | 1.5 | 1.5 | 1.5 | 1.5 | 1.5 | 1.5 | 1.5 | 1.5
2015 | Renewable Energy | Hydro pump | Average | O&M | % of inv. | 1.5 | 1.5 | 1.5 | 1.5 | 1.5 | 1.5 | 1.5 | 1.5 | 1.5 | 1.5 | 1.5 | 1.5 | 1.5 | 1.5 | 1.5 | 1.5 | 1.5 | 1.5 | 1.5 | 1.5 | 1.5 | 1.5 | 1.5 | 1.5 | 1.5 | 1.5 | 1.5 | 1.5 | 1.5
2015 | Renewable Energy | Hydro pump | Average | Period | years | 60 | 60 | 60 | 60 | 60 | 60 | 60 | 60 | 60 | 60 | 60 | 60 | 60 | 60 | 60 | 60 | 60 | 60 | 60 | 60 | 60 | 60 | 60 | 60 | 60 | 60 | 60 | 60 | 60
2015 | Renewable Energy | Hydro pump | Average | Period | years | 50 | 50 | 50 | 50 | 50 | 50 | 50 | 50 | 50 | 50 | 50 | 50 | 50 | 50 | 50 | 50 | 50 | 50 | 50 | 50 | 50 | 50 | 50 | 50 | 50 | 50 | 50 | 50 | 50
2015 | Renewable Energy | Geothermal Electricity | Average | Investment | M€/MWe | 5.92 | 6.26 | 4.6 | 4.81 | 5.02 | 4.85 | 6.25 | 4.88 | 5.97 | 6.02 | 6.04 | 5.05 | 4.77 | 5.78 | 5.58 | 4.74 | 4.73 | 5.75 | 4.96 | 5.89 | 4.78 | 4.89 | 4.64 | 4.88 | 5.11 | 5.39 | 6.18 | 5.51 | 5.53
2015 | Renewable Energy | Geothermal Electricity | Average | O&M | % of inv. | 1.4 | 1.4 | 1.4 | 1.4 | 1.4 | 1.4 | 1.4 | 1.4 | 1.4 | 1.4 | 1.4 | 1.4 | 1.4 | 1.4 | 1.4 | 1.4 | 1.4 | 1.4 | 1.4 | 1.4 | 1.4 | 1.4 | 1.4 | 1.4 | 1.4 | 1.4 | 1.4 | 1.4 | 1.4
2015 | Renewable Energy | Geothermal Electricity | Average | Period | years | 30 | 30 | 30 | 30 | 30 | 30 | 30 | 30 | 30 | 30 | 30 | 30 | 30 | 30 | 30 | 30 | 30 | 30 | 30 | 30 | 30 | 30 | 30 | 30 | 30 | 30 | 30 | 30 | 30
2015 | Renewable Energy | Geothermal heating | Average | Investment | M€/TWh/year | 167.13 | 175.3 | 135.44 | 140.42 | 145.6 | 141.51 | 175 | 142.11 | 168.22 | 169.42 | 169.92 | 146.3 | 139.52 | 163.64 | 158.96 | 138.72 | 138.53 | 162.94 | 144.21 | 166.43 | 139.72 | 142.51 | 136.33 | 142.11 | 147.59 | 154.47 | 173.41 | 157.16 | 157.76
2015 | Renewable Energy | Geothermal heating | Average | Investment | M€/TWh/year | 238.75 | 250.43 | 193.48 | 200.6 | 208 | 202.16 | 250 | 203.02 | 240.32 | 242.03 | 242.74 | 209 | 199.32 | 233.77 | 227.08 | 198.18 | 197.89 | 232.77 | 206.01 | 237.76 | 199.6 | 203.59 | 194.76 | 203.02 | 210.85 | 220.67 | 247.72 | 224.52 | 225.37
2015 | Renewable Energy | Geothermal heating | Average | O&M | % of inv. | 0 | 0 | 0 | 0 | 0 | 0 | 0 | 0 | 0 | 0 | 0 | 0 | 0 | 0 | 0 | 0 | 0 | 0 | 0 | 0 | 0 | 0 | 0 | 0 | 0 | 0 | 0 | 0 | 0
2015 | Renewable Energy | Geothermal heating | Average | O&M | % of inv. | 2.45 | 2.45 | 2.45 | 2.45 | 2.45 | 2.45 | 2.45 | 2.45 | 2.45 | 2.45 | 2.45 | 2.45 | 2.45 | 2.45 | 2.45 | 2.45 | 2.45 | 2.45 | 2.45 | 2.45 | 2.45 | 2.45 | 2.45 | 2.45 | 2.45 | 2.45 | 2.45 | 2.45 | 2.45
2015 | Renewable Energy | Geothermal heating | Average | Period | years | 25 | 25 | 25 | 25 | 25 | 25 | 25 | 25 | 25 | 25 | 25 | 25 | 25 | 25 | 25 | 25 | 25 | 25 | 25 | 25 | 25 | 25 | 25 | 25 | 25 | 25 | 25 | 25 | 25
2015 | Renewable Energy | Geothermal heating | Average | Period | years | 25 | 25 | 25 | 25 | 25 | 25 | 25 | 25 | 25 | 25 | 25 | 25 | 25 | 25 | 25 | 25 | 25 | 25 | 25 | 25 | 25 | 25 | 25 | 25 | 25 | 25 | 25 | 25 | 25
2015 | Renewable Energy | Solar thermal DH | Average | Investment | M€/TWh/year | 409.7 | 425.58 | 348.13 | 357.81 | 367.88 | 359.94 | 425 | 361.1 | 411.83 | 414.16 | 415.13 | 369.24 | 356.07 | 402.93 | 393.83 | 354.52 | 354.13 | 401.57 | 365.17 | 408.35 | 356.46 | 361.88 | 349.87 | 361.1 | 371.75 | 385.11 | 421.9 | 390.34 | 391.5
2015 | Renewable Energy | Solar thermal DH | Average | O&M | % of inv. | 0.12 | 0.12 | 0.12 | 0.12 | 0.12 | 0.12 | 0.12 | 0.12 | 0.12 | 0.12 | 0.12 | 0.12 | 0.12 | 0.12 | 0.12 | 0.12 | 0.12 | 0.12 | 0.12 | 0.12 | 0.12 | 0.12 | 0.12 | 0.12 | 0.12 | 0.12 | 0.12 | 0.12 | 0.12
2015 | Renewable Energy | Solar thermal DH | Average | Period | years | 20 | 20 | 20 | 20 | 20 | 20 | 20 | 20 | 20 | 20 | 20 | 20 | 20 | 20 | 20 | 20 | 20 | 20 | 20 | 20 | 20 | 20 | 20 | 20 | 20 | 20 | 20 | 20 | 20
2015 | Renewable Energy | Heat storage solar | Average | Investment | M€/GWh | 0.47 | 0.5 | 0.36 | 0.38 | 0.4 | 0.39 | 0.5 | 0.39 | 0.48 | 0.48 | 0.48 | 0.4 | 0.38 | 0.46 | 0.44 | 0.38 | 0.37 | 0.46 | 0.39 | 0.47 | 0.38 | 0.39 | 0.37 | 0.39 | 0.41 | 0.43 | 0.49 | 0.44 | 0.44
2015 | Renewable Energy | Heat storage solar | Average | O&M | % of inv. | 0.7 | 0.7 | 0.7 | 0.7 | 0.7 | 0.7 | 0.7 | 0.7 | 0.7 | 0.7 | 0.7 | 0.7 | 0.7 | 0.7 | 0.7 | 0.7 | 0.7 | 0.7 | 0.7 | 0.7 | 0.7 | 0.7 | 0.7 | 0.7 | 0.7 | 0.7 | 0.7 | 0.7 | 0.7
2015 | Renewable Energy | Heat storage solar | Average | Period | years | 20 | 20 | 20 | 20 | 20 | 20 | 20 | 20 | 20 | 20 | 20 | 20 | 20 | 20 | 20 | 20 | 20 | 20 | 20 | 20 | 20 | 20 | 20 | 20 | 20 | 20 | 20 | 20 | 20
2015 | Renewable Energy | Industrial excess heat | Average | Investment | M€/TWh/year | 28.44 | 30.47 | 20.54 | 21.78 | 23.07 | 22.06 | 30.4 | 22.21 | 28.71 | 29.01 | 29.13 | 23.25 | 21.56 | 27.57 | 26.4 | 21.36 | 21.31 | 27.39 | 22.73 | 28.26 | 21.61 | 22.3 | 20.77 | 22.21 | 23.57 | 25.28 | 30 | 25.95 | 26.1
2015 | Renewable Energy | Industrial excess heat | Average | O&M | % of inv. | 1 | 1 | 1 | 1 | 1 | 1 | 1 | 1 | 1 | 1 | 1 | 1 | 1 | 1 | 1 | 1 | 1 | 1 | 1 | 1 | 1 | 1 | 1 | 1 | 1 | 1 | 1 | 1 | 1
2015 | Renewable Energy | Industrial excess heat | Average | Period | years | 30 | 30 | 30 | 30 | 30 | 30 | 30 | 30 | 30 | 30 | 30 | 30 | 30 | 30 | 30 | 30 | 30 | 30 | 30 | 30 | 30 | 30 | 30 | 30 | 30 | 30 | 30 | 30 | 30
2015 | Liquid and Gas Fuels | Biogas plant | Basic configuration | Investment | M€/TWh/year | 197.91 | 205.58 | 168.17 | 172.84 | 177.71 | 173.87 | 205.3 | 174.43 | 198.94 | 200.06 | 200.53 | 178.36 | 172 | 194.64 | 190.24 | 171.25 | 171.07 | 193.98 | 176.4 | 197.26 | 172.19 | 174.81 | 169.01 | 174.43 | 179.58 | 186.03 | 203.8 | 188.56 | 189.12
2015 | Liquid and Gas Fuels | Biogas plant | Basic configuration | O&M | % of inv. | 11 | 11 | 11 | 11 | 11 | 11 | 11 | 11 | 11 | 11 | 11 | 11 | 11 | 11 | 11 | 11 | 11 | 11 | 11 | 11 | 11 | 11 | 11 | 11 | 11 | 11 | 11 | 11 | 11
2015 | Liquid and Gas Fuels | Biogas plant | Basic configuration | Period | years | 20 | 20 | 20 | 20 | 20 | 20 | 20 | 20 | 20 | 20 | 20 | 20 | 20 | 20 | 20 | 20 | 20 | 20 | 20 | 20 | 20 | 20 | 20 | 20 | 20 | 20 | 20 | 20 | 20
2015 | Liquid and Gas Fuels | Gasification plant | Fixed bed | Investment | M€/MW-Syngas | 1.82 | 1.89 | 1.55 | 1.59 | 1.64 | 1.6 | 1.89 | 1.61 | 1.83 | 1.84 | 1.85 | 1.64 | 1.58 | 1.79 | 1.75 | 1.58 | 1.57 | 1.79 | 1.62 | 1.82 | 1.59 | 1.61 | 1.56 | 1.61 | 1.65 | 1.71 | 1.88 | 1.74 | 1.74
2015 | Liquid and Gas Fuels | Gasification plant | Fixed bed | O&M | % of inv. | 2.2 | 2.2 | 2.2 | 2.2 | 2.2 | 2.2 | 2.2 | 2.2 | 2.2 | 2.2 | 2.2 | 2.2 | 2.2 | 2.2 | 2.2 | 2.2 | 2.2 | 2.2 | 2.2 | 2.2 | 2.2 | 2.2 | 2.2 | 2.2 | 2.2 | 2.2 | 2.2 | 2.2 | 2.2
2015 | Liquid and Gas Fuels | Gasification plant | Fixed bed | Period | years | 20 | 20 | 20 | 20 | 20 | 20 | 20 | 20 | 20 | 20 | 20 | 20 | 20 | 20 | 20 | 20 | 20 | 20 | 20 | 20 | 20 | 20 | 20 | 20 | 20 | 20 | 20 | 20 | 20
2015 | Liquid and Gas Fuels | Biogas upgrade | CO2 removal - purification | Investment | M€/MW-CH4 | 0.33 | 0.34 | 0.28 | 0.29 | 0.29 | 0.29 | 0.34 | 0.29 | 0.33 | 0.33 | 0.33 | 0.3 | 0.28 | 0.32 | 0.32 | 0.28 | 0.28 | 0.32 | 0.29 | 0.33 | 0.29 | 0.29 | 0.28 | 0.29 | 0.3 | 0.31 | 0.34 | 0.31 | 0.31
2015 | Liquid and Gas Fuels | Biogas upgrade | CO2 removal - purification | O&M | % of inv. | 2.5 | 2.5 | 2.5 | 2.5 | 2.5 | 2.5 | 2.5 | 2.5 | 2.5 | 2.5 | 2.5 | 2.5 | 2.5 | 2.5 | 2.5 | 2.5 | 2.5 | 2.5 | 2.5 | 2.5 | 2.5 | 2.5 | 2.5 | 2.5 | 2.5 | 2.5 | 2.5 | 2.5 | 2.5
2015 | Liquid and Gas Fuels | Biogas upgrade | CO2 removal - purification | Period | years | 15 | 15 | 15 | 15 | 15 | 15 | 15 | 15 | 15 | 15 | 15 | 15 | 15 | 15 | 15 | 15 | 15 | 15 | 15 | 15 | 15 | 15 | 15 | 15 | 15 | 15 | 15 | 15 | 15
2015 | Liquid and Gas Fuels | Gasification upgrade | CO2 removal - purification | Investment | M€/MW-CH4 | 2.18 | 2.26 | 1.85 | 1.9 | 1.96 | 1.91 | 2.26 | 1.92 | 2.19 | 2.2 | 2.21 | 1.96 | 1.89 | 2.14 | 2.09 | 1.89 | 1.88 | 2.14 | 1.94 | 2.17 | 1.9 | 1.92 | 1.86 | 1.92 | 1.98 | 2.05 | 2.24 | 2.08 | 2.08
2015 | Liquid and Gas Fuels | Gasification upgrade | CO2 removal - purification | O&M | % of inv. | 1.7 | 1.7 | 1.7 | 1.7 | 1.7 | 1.7 | 1.7 | 1.7 | 1.7 | 1.7 | 1.7 | 1.7 | 1.7 | 1.7 | 1.7 | 1.7 | 1.7 | 1.7 | 1.7 | 1.7 | 1.7 | 1.7 | 1.7 | 1.7 | 1.7 | 1.7 | 1.7 | 1.7 | 1.7
2015 | Liquid and Gas Fuels | Gasification upgrade | CO2 removal - purification | Period | years | 20 | 20 | 20 | 20 | 20 | 20 | 20 | 20 | 20 | 20 | 20 | 20 | 20 | 20 | 20 | 20 | 20 | 20 | 20 | 20 | 20 | 20 | 20 | 20 | 20 | 20 | 20 | 20 | 20
2015 | Liquid and Gas Fuels | Biodiesel Plant | 2nd generation | Investment | M€/MW-Bio | 3.43 | 3.57 | 2.92 | 3 | 3.08 | 3.02 | 3.56 | 3.03 | 3.45 | 3.47 | 3.48 | 3.09 | 2.98 | 3.38 | 3.3 | 2.97 | 2.97 | 3.36 | 3.06 | 3.42 | 2.99 | 3.03 | 2.93 | 3.03 | 3.11 | 3.23 | 3.53 | 3.27 | 3.28
2015 | Liquid and Gas Fuels | Biodiesel Plant | 2nd generation | O&M | % of inv. | 3.01 | 3.01 | 3.01 | 3.01 | 3.01 | 3.01 | 3.01 | 3.01 | 3.01 | 3.01 | 3.01 | 3.01 | 3.01 | 3.01 | 3.01 | 3.01 | 3.01 | 3.01 | 3.01 | 3.01 | 3.01 | 3.01 | 3.01 | 3.01 | 3.01 | 3.01 | 3.01 | 3.01 | 3.01
2015 | Liquid and Gas Fuels | Biodiesel Plant | 2nd generation | Period | years | 20 | 20 | 20 | 20 | 20 | 20 | 20 | 20 | 20 | 20 | 20 | 20 | 20 | 20 | 20 | 20 | 20 | 20 | 20 | 20 | 20 | 20 | 20 | 20 | 20 | 20 | 20 | 20 | 20
2015 | Liquid and Gas Fuels | Biopetrol Plant | Bioethanol | Investment | M€/MW-Bio | 2.1 | 2.18 | 1.78 | 1.83 | 1.88 | 1.84 | 2.18 | 1.85 | 2.11 | 2.12 | 2.13 | 1.89 | 1.82 | 2.06 | 2.02 | 1.82 | 1.81 | 2.06 | 1.87 | 2.09 | 1.83 | 1.85 | 1.79 | 1.85 | 1.9 | 1.97 | 2.16 | 2 | 2
2015 | Liquid and Gas Fuels | Biopetrol Plant | Bioethanol | O&M | % of inv. | 7.68 | 7.68 | 7.68 | 7.68 | 7.68 | 7.68 | 7.68 | 7.68 | 7.68 | 7.68 | 7.68 | 7.68 | 7.68 | 7.68 | 7.68 | 7.68 | 7.68 | 7.68 | 7.68 | 7.68 | 7.68 | 7.68 | 7.68 | 7.68 | 7.68 | 7.68 | 7.68 | 7.68 | 7.68
2015 | Liquid and Gas Fuels | Biopetrol Plant | Bioethanol | Period | years | 20 | 20 | 20 | 20 | 20 | 20 | 20 | 20 | 20 | 20 | 20 | 20 | 20 | 20 | 20 | 20 | 20 | 20 | 20 | 20 | 20 | 20 | 20 | 20 | 20 | 20 | 20 | 20 | 20
2015 | Liquid and Gas Fuels | Biojetpetrol Plant | Kerosene | Investment | M€/MW-Bio | 3.46 | 3.6 | 2.94 | 3.02 | 3.11 | 3.04 | 3.59 | 3.05 | 3.48 | 3.5 | 3.51 | 3.12 | 3.01 | 3.41 | 3.33 | 3 | 2.99 | 3.39 | 3.09 | 3.45 | 3.01 | 3.06 | 2.96 | 3.05 | 3.14 | 3.25 | 3.57 | 3.3 | 3.31
2015 | Liquid and Gas Fuels | Biojetpetrol Plant | Kerosene | O&M | % of inv. | 2.99 | 2.99 | 2.99 | 2.99 | 2.99 | 2.99 | 2.99 | 2.99 | 2.99 | 2.99 | 2.99 | 2.99 | 2.99 | 2.99 | 2.99 | 2.99 | 2.99 | 2.99 | 2.99 | 2.99 | 2.99 | 2.99 | 2.99 | 2.99 | 2.99 | 2.99 | 2.99 | 2.99 | 2.99
2015 | Liquid and Gas Fuels | Biojetpetrol Plant | Kerosene | Period | years | 20 | 20 | 20 | 20 | 20 | 20 | 20 | 20 | 20 | 20 | 20 | 20 | 20 | 20 | 20 | 20 | 20 | 20 | 20 | 20 | 20 | 20 | 20 | 20 | 20 | 20 | 20 | 20 | 20
2015 | Liquid and Gas Fuels | Electrolyser | Alkaline | Investment | M€/MWe | 1.03 | 1.07 | 0.88 | 0.9 | 0.93 | 0.91 | 1.07 | 0.91 | 1.04 | 1.04 | 1.05 | 0.93 | 0.9 | 1.01 | 0.99 | 0.89 | 0.89 | 1.01 | 0.92 | 1.03 | 0.9 | 0.91 | 0.88 | 0.91 | 0.94 | 0.97 | 1.06 | 0.98 | 0.99
2015 | Liquid and Gas Fuels | Electrolyser | Alkaline | O&M | % of inv. | 5 | 5 | 5 | 5 | 5 | 5 | 5 | 5 | 5 | 5 | 5 | 5 | 5 | 5 | 5 | 5 | 5 | 5 | 5 | 5 | 5 | 5 | 5 | 5 | 5 | 5 | 5 | 5 | 5
2015 | Liquid and Gas Fuels | Electrolyser | Alkaline | Period | years | 25 | 25 | 25 | 25 | 25 | 25 | 25 | 25 | 25 | 25 | 25 | 25 | 25 | 25 | 25 | 25 | 25 | 25 | 25 | 25 | 25 | 25 | 25 | 25 | 25 | 25 | 25 | 25 | 25
2015 | Liquid and Gas Fuels | Electrolyser | PEM | Investment | M€/MWe | 1.83 | 1.9 | 1.56 | 1.6 | 1.64 | 1.61 | 1.9 | 1.61 | 1.84 | 1.85 | 1.86 | 1.65 | 1.59 | 1.8 | 1.76 | 1.58 | 1.58 | 1.8 | 1.63 | 1.83 | 1.59 | 1.62 | 1.56 | 1.61 | 1.66 | 1.72 | 1.89 | 1.75 | 1.75
2015 | Liquid and Gas Fuels | Electrolyser | PEM | O&M | % of inv. | 5 | 5 | 5 | 5 | 5 | 5 | 5 | 5 | 5 | 5 | 5 | 5 | 5 | 5 | 5 | 5 | 5 | 5 | 5 | 5 | 5 | 5 | 5 | 5 | 5 | 5 | 5 | 5 | 5
2015 | Liquid and Gas Fuels | Electrolyser | PEM | Period | years | 15 | 15 | 15 | 15 | 15 | 15 | 15 | 15 | 15 | 15 | 15 | 15 | 15 | 15 | 15 | 15 | 15 | 15 | 15 | 15 | 15 | 15 | 15 | 15 | 15 | 15 | 15 | 15 | 15
2015 | Liquid and Gas Fuels | Hydrogen storage | Cavern | Investment | M€/GWh | 10.6 | 11.02 | 9.01 | 9.26 | 9.52 | 9.32 | 11 | 9.35 | 10.66 | 10.72 | 10.74 | 9.56 | 9.22 | 10.43 | 10.19 | 9.18 | 9.17 | 10.39 | 9.45 | 10.57 | 9.23 | 9.37 | 9.06 | 9.35 | 9.62 | 9.97 | 10.92 | 10.1 | 10.13
2015 | Liquid and Gas Fuels | Hydrogen storage | Cavern | O&M | % of inv. | 0 | 0 | 0 | 0 | 0 | 0 | 0 | 0 | 0 | 0 | 0 | 0 | 0 | 0 | 0 | 0 | 0 | 0 | 0 | 0 | 0 | 0 | 0 | 0 | 0 | 0 | 0 | 0 | 0
2015 | Liquid and Gas Fuels | Hydrogen storage | Cavern | Period | years | 30 | 30 | 30 | 30 | 30 | 30 | 30 | 30 | 30 | 30 | 30 | 30 | 30 | 30 | 30 | 30 | 30 | 30 | 30 | 30 | 30 | 30 | 30 | 30 | 30 | 30 | 30 | 30 | 30
2015 | Liquid and Gas Fuels | Gas storage | Average | O&M | % of inv. | 1 | 1 | 1 | 1 | 1 | 1 | 1 | 1 | 1 | 1 | 1 | 1 | 1 | 1 | 1 | 1 | 1 | 1 | 1 | 1 | 1 | 1 | 1 | 1 | 1 | 1 | 1 | 1 | 1
2015 | Liquid and Gas Fuels | Gas storage | Average | Period | years | 50 | 50 | 50 | 50 | 50 | 50 | 50 | 50 | 50 | 50 | 50 | 50 | 50 | 50 | 50 | 50 | 50 | 50 | 50 | 50 | 50 | 50 | 50 | 50 | 50 | 50 | 50 | 50 | 50
2015 | Liquid and Gas Fuels | Oil storage | Average | Investment | M€/GWh | 0.02 | 0.02 | 0.02 | 0.02 | 0.02 | 0.02 | 0.02 | 0.02 | 0.02 | 0.02 | 0.02 | 0.02 | 0.02 | 0.02 | 0.02 | 0.02 | 0.02 | 0.02 | 0.02 | 0.02 | 0.02 | 0.02 | 0.02 | 0.02 | 0.02 | 0.02 | 0.02 | 0.02 | 0.02
2015 | Liquid and Gas Fuels | Oil storage | Average | O&M | % of inv. | 0.63 | 0.63 | 0.63 | 0.63 | 0.63 | 0.63 | 0.63 | 0.63 | 0.63 | 0.63 | 0.63 | 0.63 | 0.63 | 0.63 | 0.63 | 0.63 | 0.63 | 0.63 | 0.63 | 0.63 | 0.63 | 0.63 | 0.63 | 0.63 | 0.63 | 0.63 | 0.63 | 0.63 | 0.63
2015 | Liquid and Gas Fuels | Oil storage | Average | Period | years | 50 | 50 | 50 | 50 | 50 | 50 | 50 | 50 | 50 | 50 | 50 | 50 | 50 | 50 | 50 | 50 | 50 | 50 | 50 | 50 | 50 | 50 | 50 | 50 | 50 | 50 | 50 | 50 | 50
2015 | Liquid and Gas Fuels | Methanol storage | Average | Investment | M€/GWh | 0.05 | 0.05 | 0.04 | 0.04 | 0.05 | 0.04 | 0.05 | 0.04 | 0.05 | 0.05 | 0.05 | 0.05 | 0.04 | 0.05 | 0.05 | 0.04 | 0.04 | 0.05 | 0.04 | 0.05 | 0.04 | 0.04 | 0.04 | 0.04 | 0.05 | 0.05 | 0.05 | 0.05 | 0.05
2015 | Liquid and Gas Fuels | Methanol storage | Average | O&M | % of inv. | 0.63 | 0.63 | 0.63 | 0.63 | 0.63 | 0.63 | 0.63 | 0.63 | 0.63 | 0.63 | 0.63 | 0.63 | 0.63 | 0.63 | 0.63 | 0.63 | 0.63 | 0.63 | 0.63 | 0.63 | 0.63 | 0.63 | 0.63 | 0.63 | 0.63 | 0.63 | 0.63 | 0.63 | 0.63
2015 | Liquid and Gas Fuels | Methanol storage | Average | Period | years | 50 | 50 | 50 | 50 | 50 | 50 | 50 | 50 | 50 | 50 | 50 | 50 | 50 | 50 | 50 | 50 | 50 | 50 | 50 | 50 | 50 | 50 | 50 | 50 | 50 | 50 | 50 | 50 | 50
2015 | Heat Infrastructure | Individual boilers | Biomass Boiler, automatic stocking, Existing Apartment | Investment | M€/1000 Units | 73.26 | 76.1 | 62.25 | 63.99 | 65.79 | 64.37 | 76 | 64.57 | 73.65 | 74.06 | 74.23 | 66.03 | 63.67 | 72.05 | 70.43 | 63.4 | 63.33 | 71.81 | 65.3 | 73.02 | 63.74 | 64.71 | 62.57 | 64.57 | 66.48 | 68.87 | 75.45 | 69.8 | 70.01
2015 | Heat Infrastructure | Individual boilers | Biomass Boiler, automatic stocking, Existing Apartment | Investment | M€/1000 Units | 80.01 | 83.11 | 67.99 | 69.88 | 71.85 | 70.29 | 83 | 70.52 | 80.43 | 80.88 | 81.07 | 72.11 | 69.54 | 78.69 | 76.91 | 69.24 | 69.16 | 78.42 | 71.32 | 79.75 | 69.61 | 70.67 | 68.33 | 70.52 | 72.6 | 75.21 | 82.39 | 76.23 | 76.46
2015 | Heat Infrastructure | Individual boilers | Biomass Boiler, automatic stocking, Existing Apartment | Investment | M€/1000 Units | 84.83 | 88.12 | 72.08 | 74.09 | 76.17 | 74.53 | 88 | 74.77 | 85.27 | 85.75 | 85.96 | 76.45 | 73.73 | 83.43 | 81.55 | 73.41 | 73.33 | 83.15 | 75.61 | 84.55 | 73.81 | 74.93 | 72.44 | 74.77 | 76.97 | 79.74 | 87.36 | 80.82 | 81.06
2015 | Heat Infrastructure | Individual boilers | Biomass Boiler, automatic stocking, Existing Apartment | Investment | M€/1000 Units | 86.76 | 90.12 | 73.72 | 75.77 | 77.9 | 76.22 | 90 | 76.47 | 87.21 | 87.7 | 87.91 | 78.19 | 75.4 | 85.33 | 83.4 | 75.08 | 74.99 | 85.04 | 77.33 | 86.47 | 75.49 | 76.63 | 74.09 | 76.47 | 78.72 | 81.55 | 89.34 | 82.66 | 82.91
2015 | Heat Infrastructure | Individual boilers | Biomass Boiler, automatic stocking, Existing Apartment | O&M | % of inv. | 1.96 | 1.96 | 1.96 | 1.96 | 1.96 | 1.96 | 1.96 | 1.96 | 1.96 | 1.96 | 1.96 | 1.96 | 1.96 | 1.96 | 1.96 | 1.96 | 1.96 | 1.96 | 1.96 | 1.96 | 1.96 | 1.96 | 1.96 | 1.96 | 1.96 | 1.96 | 1.96 | 1.96 | 1.96
2015 | Heat Infrastructure | Individual boilers | Biomass Boiler, automatic stocking, Existing Apartment | O&M | % of inv. | 1.95 | 1.95 | 1.95 | 1.95 | 1.95 | 1.95 | 1.95 | 1.95 | 1.95 | 1.95 | 1.95 | 1.95 | 1.95 | 1.95 | 1.95 | 1.95 | 1.95 | 1.95 | 1.95 | 1.95 | 1.95 | 1.95 | 1.95 | 1.95 | 1.95 | 1.95 | 1.95 | 1.95 | 1.95
2015 | Heat Infrastructure | Individual boilers | Biomass Boiler, automatic stocking, Existing Apartment | O&M | % of inv. | 2.06 | 2.06 | 2.06 | 2.06 | 2.06 | 2.06 | 2.06 | 2.06 | 2.06 | 2.06 | 2.06 | 2.06 | 2.06 | 2.06 | 2.06 | 2.06 | 2.06 | 2.06 | 2.06 | 2.06 | 2.06 | 2.06 | 2.06 | 2.06 | 2.06 | 2.06 | 2.06 | 2.06 | 2.06
2015 | Heat Infrastructure | Individual boilers | Biomass Boiler, automatic stocking, Existing Apartment | O&M | % of inv. | 2.08 | 2.08 | 2.08 | 2.08 | 2.08 | 2.08 | 2.08 | 2.08 | 2.08 | 2.08 | 2.08 | 2.08 | 2.08 | 2.08 | 2.08 | 2.08 | 2.08 | 2.08 | 2.08 | 2.08 | 2.08 | 2.08 | 2.08 | 2.08 | 2.08 | 2.08 | 2.08 | 2.08 | 2.08
2015 | Heat Infrastructure | Individual boilers | Biomass Boiler, automatic stocking, Existing Apartment | Period | years | 20 | 20 | 20 | 20 | 20 | 20 | 20 | 20 | 20 | 20 | 20 | 20 | 20 | 20 | 20 | 20 | 20 | 20 | 20 | 20 | 20 | 20 | 20 | 20 | 20 | 20 | 20 | 20 | 20
2015 | Heat Infrastructure | Individual boilers | Biomass Boiler, automatic stocking, Existing Apartment | Period | years | 20 | 20 | 20 | 20 | 20 | 20 | 20 | 20 | 20 | 20 | 20 | 20 | 20 | 20 | 20 | 20 | 20 | 20 | 20 | 20 | 20 | 20 | 20 | 20 | 20 | 20 | 20 | 20 | 20
2015 | Heat Infrastructure | Individual boilers | Biomass Boiler, automatic stocking, Existing Apartment | Period | years | 20 | 20 | 20 | 20 | 20 | 20 | 20 | 20 | 20 | 20 | 20 | 20 | 20 | 20 | 20 | 20 | 20 | 20 | 20 | 20 | 20 | 20 | 20 | 20 | 20 | 20 | 20 | 20 | 20
2015 | Heat Infrastructure | Individual boilers | Biomass Boiler, automatic stocking, Existing Apartment | Period | years | 20 | 20 | 20 | 20 | 20 | 20 | 20 | 20 | 20 | 20 | 20 | 20 | 20 | 20 | 20 | 20 | 20 | 20 | 20 | 20 | 20 | 20 | 20 | 20 | 20 | 20 | 20 | 20 | 20
2015 | Heat Infrastructure | Individual boilers | Biomass Boiler, automatic stocking, Existing SFH | Investment | M€/1000 Units | 6.75 | 7.01 | 5.73 | 5.89 | 6.06 | 5.93 | 7 | 5.95 | 6.78 | 6.82 | 6.84 | 6.08 | 5.86 | 6.64 | 6.49 | 5.84 | 5.83 | 6.61 | 6.01 | 6.73 | 5.87 | 5.96 | 5.76 | 5.95 | 6.12 | 6.34 | 6.95 | 6.43 | 6.45
2015 | Heat Infrastructure | Individual boilers | Biomass Boiler, automatic stocking, Existing SFH | O&M | % of inv. | 7.37 | 7.37 | 7.37 | 7.37 | 7.37 | 7.37 | 7.37 | 7.37 | 7.37 | 7.37 | 7.37 | 7.37 | 7.37 | 7.37 | 7.37 | 7.37 | 7.37 | 7.37 | 7.37 | 7.37 | 7.37 | 7.37 | 7.37 | 7.37 | 7.37 | 7.37 | 7.37 | 7.37 | 7.37
2015 | Heat Infrastructure | Individual boilers | Biomass Boiler, automatic stocking, Existing SFH | Period | years | 20 | 20 | 20 | 20 | 20 | 20 | 20 | 20 | 20 | 20 | 20 | 20 | 20 | 20 | 20 | 20 | 20 | 20 | 20 | 20 | 20 | 20 | 20 | 20 | 20 | 20 | 20 | 20 | 20
2015 | Heat Infrastructure | Individual boilers | Biomass Boiler, automatic stocking, New Apartment | Investment | M€/1000 Units | 48.2 | 50.07 | 40.96 | 42.1 | 43.28 | 42.35 | 50 | 42.48 | 48.45 | 48.72 | 48.84 | 43.44 | 41.89 | 47.4 | 46.33 | 41.71 | 41.66 | 47.24 | 42.96 | 48.04 | 41.94 | 42.57 | 41.16 | 42.48 | 43.74 | 45.31 | 49.64 | 45.92 | 46.06
2015 | Heat Infrastructure | Individual boilers | Biomass Boiler, automatic stocking, New Apartment | Investment | M€/1000 Units | 52.06 | 54.07 | 44.23 | 45.46 | 46.74 | 45.73 | 54 | 45.88 | 52.33 | 52.62 | 52.75 | 46.91 | 45.24 | 51.2 | 50.04 | 45.05 | 45 | 51.02 | 46.4 | 51.88 | 45.29 | 45.98 | 44.45 | 45.88 | 47.23 | 48.93 | 53.61 | 49.6 | 49.74
2015 | Heat Infrastructure | Individual boilers | Biomass Boiler, automatic stocking, New Apartment | Investment | M€/1000 Units | 51.09 | 53.07 | 43.41 | 44.62 | 45.88 | 44.89 | 53 | 45.03 | 51.36 | 51.65 | 51.77 | 46.05 | 44.4 | 50.25 | 49.11 | 44.21 | 44.16 | 50.08 | 45.54 | 50.92 | 44.45 | 45.13 | 43.63 | 45.03 | 46.36 | 48.03 | 52.61 | 48.68 | 48.82
2015 | Heat Infrastructure | Individual boilers | Biomass Boiler, automatic stocking, New Apartment | Investment | M€/1000 Units | 43.38 | 45.06 | 36.86 | 37.89 | 38.95 | 38.11 | 45 | 38.23 | 43.61 | 43.85 | 43.95 | 39.1 | 37.7 | 42.66 | 41.7 | 37.54 | 37.5 | 42.52 | 38.67 | 43.24 | 37.74 | 38.32 | 37.05 | 38.23 | 39.36 | 40.78 | 44.67 | 41.33 | 41.45
2015 | Heat Infrastructure | Individual boilers | Biomass Boiler, automatic stocking, New Apartment | O&M | % of inv. | 2.13 | 2.13 | 2.13 | 2.13 | 2.13 | 2.13 | 2.13 | 2.13 | 2.13 | 2.13 | 2.13 | 2.13 | 2.13 | 2.13 | 2.13 | 2.13 | 2.13 | 2.13 | 2.13 | 2.13 | 2.13 | 2.13 | 2.13 | 2.13 | 2.13 | 2.13 | 2.13 | 2.13 | 2.13
2015 | Heat Infrastructure | Individual boilers | Biomass Boiler, automatic stocking, New Apartment | O&M | % of inv. | 2.14 | 2.14 | 2.14 | 2.14 | 2.14 | 2.14 | 2.14 | 2.14 | 2.14 | 2.14 | 2.14 | 2.14 | 2.14 | 2.14 | 2.14 | 2.14 | 2.14 | 2.14 | 2.14 | 2.14 | 2.14 | 2.14 | 2.14 | 2.14 | 2.14 | 2.14 | 2.14 | 2.14 | 2.14
2015 | Heat Infrastructure | Individual boilers | Biomass Boiler, automatic stocking, New Apartment | O&M | % of inv. | 2.3 | 2.3 | 2.3 | 2.3 | 2.3 | 2.3 | 2.3 | 2.3 | 2.3 | 2.3 | 2.3 | 2.3 | 2.3 | 2.3 | 2.3 | 2.3 | 2.3 | 2.3 | 2.3 | 2.3 | 2.3 | 2.3 | 2.3 | 2.3 | 2.3 | 2.3 | 2.3 | 2.3 | 2.3
2015 | Heat Infrastructure | Individual boilers | Biomass Boiler, automatic stocking, New Apartment | O&M | % of inv. | 2.23 | 2.23 | 2.23 | 2.23 | 2.23 | 2.23 | 2.23 | 2.23 | 2.23 | 2.23 | 2.23 | 2.23 | 2.23 | 2.23 | 2.23 | 2.23 | 2.23 | 2.23 | 2.23 | 2.23 | 2.23 | 2.23 | 2.23 | 2.23 | 2.23 | 2.23 | 2.23 | 2.23 | 2.23
2015 | Heat Infrastructure | Individual boilers | Biomass Boiler, automatic stocking, New Apartment | Period | years | 20 | 20 | 20 | 20 | 20 | 20 | 20 | 20 | 20 | 20 | 20 | 20 | 20 | 20 | 20 | 20 | 20 | 20 | 20 | 20 | 20 | 20 | 20 | 20 | 20 | 20 | 20 | 20 | 20
2015 | Heat Infrastructure | Individual boilers | Biomass Boiler, automatic stocking, New Apartment | Period | years | 20 | 20 | 20 | 20 | 20 | 20 | 20 | 20 | 20 | 20 | 20 | 20 | 20 | 20 | 20 | 20 | 20 | 20 | 20 | 20 | 20 | 20 | 20 | 20 | 20 | 20 | 20 | 20 | 20
2015 | Heat Infrastructure | Individual boilers | Biomass Boiler, automatic stocking, New Apartment | Period | years | 20 | 20 | 20 | 20 | 20 | 20 | 20 | 20 | 20 | 20 | 20 | 20 | 20 | 20 | 20 | 20 | 20 | 20 | 20 | 20 | 20 | 20 | 20 | 20 | 20 | 20 | 20 | 20 | 20
2015 | Heat Infrastructure | Individual boilers | Biomass Boiler, automatic stocking, New Apartment | Period | years | 20 | 20 | 20 | 20 | 20 | 20 | 20 | 20 | 20 | 20 | 20 | 20 | 20 | 20 | 20 | 20 | 20 | 20 | 20 | 20 | 20 | 20 | 20 | 20 | 20 | 20 | 20 | 20 | 20
2015 | Heat Infrastructure | Individual boilers | Biomass Boiler, automatic stocking, New SFH | Investment | M€/1000 Units | 6.75 | 7.01 | 5.73 | 5.89 | 6.06 | 5.93 | 7 | 5.95 | 6.78 | 6.82 | 6.84 | 6.08 | 5.86 | 6.64 | 6.49 | 5.84 | 5.83 | 6.61 | 6.01 | 6.73 | 5.87 | 5.96 | 5.76 | 5.95 | 6.12 | 6.34 | 6.95 | 6.43 | 6.45
2015 | Heat Infrastructure | Individual boilers | Biomass Boiler, automatic stocking, New SFH | Investment | M€/1000 Units | 6.56 | 6.81 | 5.57 | 5.73 | 5.89 | 5.76 | 6.8 | 5.78 | 6.59 | 6.63 | 6.64 | 5.91 | 5.7 | 6.45 | 6.3 | 5.67 | 5.67 | 6.43 | 5.84 | 6.53 | 5.7 | 5.79 | 5.6 | 5.78 | 5.95 | 6.16 | 6.75 | 6.25 | 6.26
2015 | Heat Infrastructure | Individual boilers | Biomass Boiler, automatic stocking, New SFH | Investment | M€/1000 Units | 6.27 | 6.51 | 5.32 | 5.47 | 5.63 | 5.51 | 6.5 | 5.52 | 6.3 | 6.33 | 6.35 | 5.65 | 5.45 | 6.16 | 6.02 | 5.42 | 5.42 | 6.14 | 5.58 | 6.25 | 5.45 | 5.53 | 5.35 | 5.52 | 5.69 | 5.89 | 6.45 | 5.97 | 5.99
2015 | Heat Infrastructure | Individual boilers | Biomass Boiler, automatic stocking, New SFH | Investment | M€/1000 Units | 5.69 | 5.91 | 4.83 | 4.97 | 5.11 | 5 | 5.9 | 5.01 | 5.72 | 5.75 | 5.76 | 5.13 | 4.94 | 5.59 | 5.47 | 4.92 | 4.92 | 5.57 | 5.07 | 5.67 | 4.95 | 5.02 | 4.86 | 5.01 | 5.16 | 5.35 | 5.86 | 5.42 | 5.43
2015 | Heat Infrastructure | Individual boilers | Biomass Boiler, automatic stocking, New SFH | O&M | % of inv. | 7.41 | 7.41 | 7.41 | 7.41 | 7.41 | 7.41 | 7.41 | 7.41 | 7.41 | 7.41 | 7.41 | 7.41 | 7.41 | 7.41 | 7.41 | 7.41 | 7.41 | 7.41 | 7.41 | 7.41 | 7.41 | 7.41 | 7.41 | 7.41 | 7.41 | 7.41 | 7.41 | 7.41 | 7.41
2015 | Heat Infrastructure | Individual boilers | Biomass Boiler, automatic stocking, New SFH | O&M | % of inv. | 7.42 | 7.42 | 7.42 | 7.42 | 7.42 | 7.42 | 7.42 | 7.42 | 7.42 | 7.42 | 7.42 | 7.42 | 7.42 | 7.42 | 7.42 | 7.42 | 7.42 | 7.42 | 7.42 | 7.42 | 7.42 | 7.42 | 7.42 | 7.42 | 7.42 | 7.42 | 7.42 | 7.42 | 7.42
2015 | Heat Infrastructure | Individual boilers | Biomass Boiler, automatic stocking, New SFH | O&M | % of inv. | 7.42 | 7.42 | 7.42 | 7.42 | 7.42 | 7.42 | 7.42 | 7.42 | 7.42 | 7.42 | 7.42 | 7.42 | 7.42 | 7.42 | 7.42 | 7.42 | 7.42 | 7.42 | 7.42 | 7.42 | 7.42 | 7.42 | 7.42 | 7.42 | 7.42 | 7.42 | 7.42 | 7.42 | 7.42
2015 | Heat Infrastructure | Individual boilers | Biomass Boiler, automatic stocking, New SFH | O&M | % of inv. | 7.33 | 7.33 | 7.33 | 7.33 | 7.33 | 7.33 | 7.33 | 7.33 | 7.33 | 7.33 | 7.33 | 7.33 | 7.33 | 7.33 | 7.33 | 7.33 | 7.33 | 7.33 | 7.33 | 7.33 | 7.33 | 7.33 | 7.33 | 7.33 | 7.33 | 7.33 | 7.33 | 7.33 | 7.33
2015 | Heat Infrastructure | Individual boilers | Biomass Boiler, automatic stocking, New SFH | Period | years | 20 | 20 | 20 | 20 | 20 | 20 | 20 | 20 | 20 | 20 | 20 | 20 | 20 | 20 | 20 | 20 | 20 | 20 | 20 | 20 | 20 | 20 | 20 | 20 | 20 | 20 | 20 | 20 | 20
2015 | Heat Infrastructure | Individual boilers | Biomass Boiler, automatic stocking, New SFH | Period | years | 20 | 20 | 20 | 20 | 20 | 20 | 20 | 20 | 20 | 20 | 20 | 20 | 20 | 20 | 20 | 20 | 20 | 20 | 20 | 20 | 20 | 20 | 20 | 20 | 20 | 20 | 20 | 20 | 20
2015 | Heat Infrastructure | Individual boilers | Biomass Boiler, automatic stocking, New SFH | Period | years | 20 | 20 | 20 | 20 | 20 | 20 | 20 | 20 | 20 | 20 | 20 | 20 | 20 | 20 | 20 | 20 | 20 | 20 | 20 | 20 | 20 | 20 | 20 | 20 | 20 | 20 | 20 | 20 | 20
2015 | Heat Infrastructure | Individual boilers | Biomass Boiler, automatic stocking, New SFH | Period | years | 20 | 20 | 20 | 20 | 20 | 20 | 20 | 20 | 20 | 20 | 20 | 20 | 20 | 20 | 20 | 20 | 20 | 20 | 20 | 20 | 20 | 20 | 20 | 20 | 20 | 20 | 20 | 20 | 20
2015 | Heat Infrastructure | Individual boilers | Coal | Investment | M€/MW-th | 0.26 | 0.27 | 0.22 | 0.22 | 0.23 | 0.23 | 0.27 | 0.23 | 0.26 | 0.26 | 0.26 | 0.23 | 0.22 | 0.26 | 0.25 | 0.22 | 0.22 | 0.26 | 0.23 | 0.26 | 0.22 | 0.23 | 0.22 | 0.23 | 0.23 | 0.24 | 0.27 | 0.25 | 0.25
2015 | Heat Infrastructure | Individual boilers | Coal | O&M | % of inv. | 2 | 2 | 2 | 2 | 2 | 2 | 2 | 2 | 2 | 2 | 2 | 2 | 2 | 2 | 2 | 2 | 2 | 2 | 2 | 2 | 2 | 2 | 2 | 2 | 2 | 2 | 2 | 2 | 2
2015 | Heat Infrastructure | Individual boilers | Coal | Period | years | 20 | 20 | 20 | 20 | 20 | 20 | 20 | 20 | 20 | 20 | 20 | 20 | 20 | 20 | 20 | 20 | 20 | 20 | 20 | 20 | 20 | 20 | 20 | 20 | 20 | 20 | 20 | 20 | 20
2015 | Heat Infrastructure | Individual boilers | NGas Boiler, Existing Apartment | Investment | M€/1000 Units | 24.29 | 25.23 | 20.64 | 21.22 | 21.81 | 21.34 | 25.2 | 21.41 | 24.42 | 24.56 | 24.61 | 21.89 | 21.11 | 23.89 | 23.35 | 21.02 | 21 | 23.81 | 21.65 | 24.21 | 21.14 | 21.46 | 20.75 | 21.41 | 22.04 | 22.83 | 25.02 | 23.14 | 23.21
2015 | Heat Infrastructure | Individual boilers | NGas Boiler, Existing Apartment | O&M | % of inv. | 2.73 | 2.73 | 2.73 | 2.73 | 2.73 | 2.73 | 2.73 | 2.73 | 2.73 | 2.73 | 2.73 | 2.73 | 2.73 | 2.73 | 2.73 | 2.73 | 2.73 | 2.73 | 2.73 | 2.73 | 2.73 | 2.73 | 2.73 | 2.73 | 2.73 | 2.73 | 2.73 | 2.73 | 2.73
2015 | Heat Infrastructure | Individual boilers | NGas Boiler, Existing Apartment | Period | years | 25 | 25 | 25 | 25 | 25 | 25 | 25 | 25 | 25 | 25 | 25 | 25 | 25 | 25 | 25 | 25 | 25 | 25 | 25 | 25 | 25 | 25 | 25 | 25 | 25 | 25 | 25 | 25 | 25
2015 | Heat Infrastructure | Individual boilers | NGas Boiler, Existing SFH | Investment | M€/1000 Units | 3.08 | 3.2 | 2.62 | 2.69 | 2.77 | 2.71 | 3.2 | 2.72 | 3.1 | 3.12 | 3.13 | 2.78 | 2.68 | 3.03 | 2.97 | 2.67 | 2.67 | 3.02 | 2.75 | 3.07 | 2.68 | 2.72 | 2.63 | 2.72 | 2.8 | 2.9 | 3.18 | 2.94 | 2.95
2015 | Heat Infrastructure | Individual boilers | NGas Boiler, Existing SFH | O&M | % of inv. | 6.53 | 6.53 | 6.53 | 6.53 | 6.53 | 6.53 | 6.53 | 6.53 | 6.53 | 6.53 | 6.53 | 6.53 | 6.53 | 6.53 | 6.53 | 6.53 | 6.53 | 6.53 | 6.53 | 6.53 | 6.53 | 6.53 | 6.53 | 6.53 | 6.53 | 6.53 | 6.53 | 6.53 | 6.53
2015 | Heat Infrastructure | Individual boilers | NGas Boiler, Existing SFH | Period | years | 20 | 20 | 20 | 20 | 20 | 20 | 20 | 20 | 20 | 20 | 20 | 20 | 20 | 20 | 20 | 20 | 20 | 20 | 20 | 20 | 20 | 20 | 20 | 20 | 20 | 20 | 20 | 20 | 20
2015 | Heat Infrastructure | Individual boilers | NGas Boiler, New Apartment | Investment | M€/1000 Units | 17.35 | 18.02 | 14.74 | 15.15 | 15.58 | 15.24 | 18 | 15.29 | 17.44 | 17.54 | 17.58 | 15.64 | 15.08 | 17.07 | 16.68 | 15.02 | 15 | 17.01 | 15.47 | 17.29 | 15.1 | 15.33 | 14.82 | 15.29 | 15.74 | 16.31 | 17.87 | 16.53 | 16.58
2015 | Heat Infrastructure | Individual boilers | NGas Boiler, New Apartment | O&M | % of inv. | 2.49 | 2.49 | 2.49 | 2.49 | 2.49 | 2.49 | 2.49 | 2.49 | 2.49 | 2.49 | 2.49 | 2.49 | 2.49 | 2.49 | 2.49 | 2.49 | 2.49 | 2.49 | 2.49 | 2.49 | 2.49 | 2.49 | 2.49 | 2.49 | 2.49 | 2.49 | 2.49 | 2.49 | 2.49
2015 | Heat Infrastructure | Individual boilers | NGas Boiler, New Apartment | Period | years | 25 | 25 | 25 | 25 | 25 | 25 | 25 | 25 | 25 | 25 | 25 | 25 | 25 | 25 | 25 | 25 | 25 | 25 | 25 | 25 | 25 | 25 | 25 | 25 | 25 | 25 | 25 | 25 | 25
2015 | Heat Infrastructure | Individual boilers | NGas Boiler, New SFH | Investment | M€/1000 Units | 3.08 | 3.2 | 2.62 | 2.69 | 2.77 | 2.71 | 3.2 | 2.72 | 3.1 | 3.12 | 3.13 | 2.78 | 2.68 | 3.03 | 2.97 | 2.67 | 2.67 | 3.02 | 2.75 | 3.07 | 2.68 | 2.72 | 2.63 | 2.72 | 2.8 | 2.9 | 3.18 | 2.94 | 2.95
2015 | Heat Infrastructure | Individual boilers | NGas Boiler, New SFH | O&M | % of inv. | 6.53 | 6.53 | 6.53 | 6.53 | 6.53 | 6.53 | 6.53 | 6.53 | 6.53 | 6.53 | 6.53 | 6.53 | 6.53 | 6.53 | 6.53 | 6.53 | 6.53 | 6.53 | 6.53 | 6.53 | 6.53 | 6.53 | 6.53 | 6.53 | 6.53 | 6.53 | 6.53 | 6.53 | 6.53
2015 | Heat Infrastructure | Individual boilers | NGas Boiler, New SFH | Period | years | 20 | 20 | 20 | 20 | 20 | 20 | 20 | 20 | 20 | 20 | 20 | 20 | 20 | 20 | 20 | 20 | 20 | 20 | 20 | 20 | 20 | 20 | 20 | 20 | 20 | 20 | 20 | 20 | 20
2015 | Heat Infrastructure | Individual boilers | Oil Boiler, Existing Apartment | Investment | M€/1000 Units | 33.74 | 35.05 | 28.67 | 29.47 | 30.3 | 29.64 | 35 | 29.74 | 33.92 | 34.11 | 34.19 | 30.41 | 29.32 | 33.18 | 32.43 | 29.2 | 29.16 | 33.07 | 30.07 | 33.63 | 29.36 | 29.8 | 28.81 | 29.74 | 30.62 | 31.72 | 34.74 | 32.15 | 32.24
2015 | Heat Infrastructure | Individual boilers | Oil Boiler, Existing Apartment | O&M | % of inv. | 2.44 | 2.44 | 2.44 | 2.44 | 2.44 | 2.44 | 2.44 | 2.44 | 2.44 | 2.44 | 2.44 | 2.44 | 2.44 | 2.44 | 2.44 | 2.44 | 2.44 | 2.44 | 2.44 | 2.44 | 2.44 | 2.44 | 2.44 | 2.44 | 2.44 | 2.44 | 2.44 | 2.44 | 2.44
2015 | Heat Infrastructure | Individual boilers | Oil Boiler, Existing Apartment | Period | years | 20 | 20 | 20 | 20 | 20 | 20 | 20 | 20 | 20 | 20 | 20 | 20 | 20 | 20 | 20 | 20 | 20 | 20 | 20 | 20 | 20 | 20 | 20 | 20 | 20 | 20 | 20 | 20 | 20
2015 | Heat Infrastructure | Individual boilers | Oil Boiler, Existing SFH | Investment | M€/1000 Units | 5.78 | 6.01 | 4.91 | 5.05 | 5.19 | 5.08 | 6 | 5.1 | 5.81 | 5.85 | 5.86 | 5.21 | 5.03 | 5.69 | 5.56 | 5.01 | 5 | 5.67 | 5.16 | 5.76 | 5.03 | 5.11 | 4.94 | 5.1 | 5.25 | 5.44 | 5.96 | 5.51 | 5.53
2015 | Heat Infrastructure | Individual boilers | Oil Boiler, Existing SFH | O&M | % of inv. | 4.15 | 4.15 | 4.15 | 4.15 | 4.15 | 4.15 | 4.15 | 4.15 | 4.15 | 4.15 | 4.15 | 4.15 | 4.15 | 4.15 | 4.15 | 4.15 | 4.15 | 4.15 | 4.15 | 4.15 | 4.15 | 4.15 | 4.15 | 4.15 | 4.15 | 4.15 | 4.15 | 4.15 | 4.15
2015 | Heat Infrastructure | Individual boilers | Oil Boiler, Existing SFH | Period | years | 20 | 20 | 20 | 20 | 20 | 20 | 20 | 20 | 20 | 20 | 20 | 20 | 20 | 20 | 20 | 20 | 20 | 20 | 20 | 20 | 20 | 20 | 20 | 20 | 20 | 20 | 20 | 20 | 20
2015 | Heat Infrastructure | Individual boilers | Oil Boiler, New Apartment | Investment | M€/1000 Units | 26.99 | 28.04 | 22.94 | 23.57 | 24.24 | 23.71 | 28 | 23.79 | 27.13 | 27.29 | 27.35 | 24.33 | 23.46 | 26.55 | 25.95 | 23.36 | 23.33 | 26.46 | 24.06 | 26.9 | 23.48 | 23.84 | 23.05 | 23.79 | 24.49 | 25.37 | 27.8 | 25.72 | 25.79
2015 | Heat Infrastructure | Individual boilers | Oil Boiler, New Apartment | O&M | % of inv. | 2.01 | 2.01 | 2.01 | 2.01 | 2.01 | 2.01 | 2.01 | 2.01 | 2.01 | 2.01 | 2.01 | 2.01 | 2.01 | 2.01 | 2.01 | 2.01 | 2.01 | 2.01 | 2.01 | 2.01 | 2.01 | 2.01 | 2.01 | 2.01 | 2.01 | 2.01 | 2.01 | 2.01 | 2.01
2015 | Heat Infrastructure | Individual boilers | Oil Boiler, New Apartment | Period | years | 20 | 20 | 20 | 20 | 20 | 20 | 20 | 20 | 20 | 20 | 20 | 20 | 20 | 20 | 20 | 20 | 20 | 20 | 20 | 20 | 20 | 20 | 20 | 20 | 20 | 20 | 20 | 20 | 20
2015 | Heat Infrastructure | Individual boilers | Oil Boiler, New SFH | Investment | M€/1000 Units | 9.64 | 10.01 | 8.19 | 8.42 | 8.66 | 8.47 | 10 | 8.5 | 9.69 | 9.74 | 9.77 | 8.69 | 8.38 | 9.48 | 9.27 | 8.34 | 8.33 | 9.45 | 8.59 | 9.61 | 8.39 | 8.51 | 8.23 | 8.5 | 8.75 | 9.06 | 9.93 | 9.18 | 9.21
2015 | Heat Infrastructure | Individual boilers | Oil Boiler, New SFH | O&M | % of inv. | 2.46 | 2.46 | 2.46 | 2.46 | 2.46 | 2.46 | 2.46 | 2.46 | 2.46 | 2.46 | 2.46 | 2.46 | 2.46 | 2.46 | 2.46 | 2.46 | 2.46 | 2.46 | 2.46 | 2.46 | 2.46 | 2.46 | 2.46 | 2.46 | 2.46 | 2.46 | 2.46 | 2.46 | 2.46
2015 | Heat Infrastructure | Individual boilers | Oil Boiler, New SFH | Period | years | 20 | 20 | 20 | 20 | 20 | 20 | 20 | 20 | 20 | 20 | 20 | 20 | 20 | 20 | 20 | 20 | 20 | 20 | 20 | 20 | 20 | 20 | 20 | 20 | 20 | 20 | 20 | 20 | 20
2015 | Heat Infrastructure | Individual CHP | Hydrogen, LT PEMFC micro CHP | Investment | M€/1000 Units | 11.59 | 11.7 | 11.17 | 11.24 | 11.31 | 11.25 | 11.7 | 11.26 | 11.61 | 11.63 | 11.63 | 11.32 | 11.23 | 11.55 | 11.49 | 11.21 | 11.21 | 11.54 | 11.29 | 11.59 | 11.23 | 11.27 | 11.18 | 11.26 | 11.33 | 11.43 | 11.68 | 11.46 | 11.47
2015 | Heat Infrastructure | Individual CHP | Hydrogen, LT PEMFC micro CHP | O&M | % of inv. | 5.98 | 5.98 | 5.98 | 5.98 | 5.98 | 5.98 | 5.98 | 5.98 | 5.98 | 5.98 | 5.98 | 5.98 | 5.98 | 5.98 | 5.98 | 5.98 | 5.98 | 5.98 | 5.98 | 5.98 | 5.98 | 5.98 | 5.98 | 5.98 | 5.98 | 5.98 | 5.98 | 5.98 | 5.98
2015 | Heat Infrastructure | Individual CHP | Hydrogen, LT PEMFC micro CHP | Period | years | 7 | 7 | 7 | 7 | 7 | 7 | 7 | 7 | 7 | 7 | 7 | 7 | 7 | 7 | 7 | 7 | 7 | 7 | 7 | 7 | 7 | 7 | 7 | 7 | 7 | 7 | 7 | 7 | 7
2015 | Heat Infrastructure | Individual CHP | Ngas Micro CHP | Investment | M€/1000 Units | 7.28 | 7.35 | 7.02 | 7.06 | 7.1 | 7.07 | 7.35 | 7.07 | 7.29 | 7.3 | 7.31 | 7.11 | 7.05 | 7.25 | 7.22 | 7.05 | 7.04 | 7.25 | 7.09 | 7.28 | 7.05 | 7.08 | 7.03 | 7.07 | 7.12 | 7.18 | 7.34 | 7.2 | 7.21
2015 | Heat Infrastructure | Individual CHP | Ngas Micro CHP | Period | years | 7 | 7 | 7 | 7 | 7 | 7 | 7 | 7 | 7 | 7 | 7 | 7 | 7 | 7 | 7 | 7 | 7 | 7 | 7 | 7 | 7 | 7 | 7 | 7 | 7 | 7 | 7 | 7 | 7
2015 | Heat Infrastructure | Individual CHP | Ngas/Biogas, SOFC micro CHP | Investment | M€/1000 Units | 26.76 | 27.01 | 25.78 | 25.93 | 26.09 | 25.97 | 27 | 25.99 | 26.79 | 26.83 | 26.84 | 26.11 | 25.91 | 26.65 | 26.5 | 25.88 | 25.87 | 26.63 | 26.05 | 26.74 | 25.91 | 26 | 25.81 | 25.99 | 26.15 | 26.37 | 26.95 | 26.45 | 26.47
2015 | Heat Infrastructure | Individual CHP | Ngas/Biogas, SOFC micro CHP | O&M | % of inv. | 5 | 5 | 5 | 5 | 5 | 5 | 5 | 5 | 5 | 5 | 5 | 5 | 5 | 5 | 5 | 5 | 5 | 5 | 5 | 5 | 5 | 5 | 5 | 5 | 5 | 5 | 5 | 5 | 5
2015 | Heat Infrastructure | Individual CHP | Ngas/Biogas, SOFC micro CHP | Period | years | 10 | 10 | 10 | 10 | 10 | 10 | 10 | 10 | 10 | 10 | 10 | 10 | 10 | 10 | 10 | 10 | 10 | 10 | 10 | 10 | 10 | 10 | 10 | 10 | 10 | 10 | 10 | 10 | 10
2015 | Heat Infrastructure | Individual CHP | Ngas/Methane, LT PEMFC micro CHP | Investment | M€/1000 Units | 13.58 | 13.7 | 13.08 | 13.16 | 13.24 | 13.18 | 13.7 | 13.19 | 13.59 | 13.61 | 13.62 | 13.25 | 13.14 | 13.52 | 13.45 | 13.13 | 13.13 | 13.51 | 13.22 | 13.57 | 13.15 | 13.19 | 13.09 | 13.19 | 13.27 | 13.38 | 13.68 | 13.42 | 13.43
2015 | Heat Infrastructure | Individual CHP | Ngas/Methane, LT PEMFC micro CHP | O&M | % of inv. | 5.84 | 5.84 | 5.84 | 5.84 | 5.84 | 5.84 | 5.84 | 5.84 | 5.84 | 5.84 | 5.84 | 5.84 | 5.84 | 5.84 | 5.84 | 5.84 | 5.84 | 5.84 | 5.84 | 5.84 | 5.84 | 5.84 | 5.84 | 5.84 | 5.84 | 5.84 | 5.84 | 5.84 | 5.84
2015 | Heat Infrastructure | Individual CHP | Ngas/Methane, LT PEMFC micro CHP | Period | years | 20 | 20 | 20 | 20 | 20 | 20 | 20 | 20 | 20 | 20 | 20 | 20 | 20 | 20 | 20 | 20 | 20 | 20 | 20 | 20 | 20 | 20 | 20 | 20 | 20 | 20 | 20 | 20 | 20
2015 | Heat Infrastructure | Individual Heat Pumps | Air-to-air HP, Existing SFH | Investment | M€/1000 s | 1.74 | 1.8 | 1.47 | 1.52 | 1.56 | 1.52 | 1.8 | 1.53 | 1.74 | 1.75 | 1.76 | 1.56 | 1.51 | 1.71 | 1.67 | 1.5 | 1.5 | 1.7 | 1.55 | 1.73 | 1.51 | 1.53 | 1.48 | 1.53 | 1.57 | 1.63 | 1.79 | 1.65 | 1.66
2015 | Heat Infrastructure | Individual Heat Pumps | Air-to-air HP, Existing SFH | O&M | % of inv. | 11.11 | 11.11 | 11.11 | 11.11 | 11.11 | 11.11 | 11.11 | 11.11 | 11.11 | 11.11 | 11.11 | 11.11 | 11.11 | 11.11 | 11.11 | 11.11 | 11.11 | 11.11 | 11.11 | 11.11 | 11.11 | 11.11 | 11.11 | 11.11 | 11.11 | 11.11 | 11.11 | 11.11 | 11.11
2015 | Heat Infrastructure | Individual Heat Pumps | Air-to-air HP, Existing SFH | Period | years | 10 | 10 | 10 | 10 | 10 | 10 | 10 | 10 | 10 | 10 | 10 | 10 | 10 | 10 | 10 | 10 | 10 | 10 | 10 | 10 | 10 | 10 | 10 | 10 | 10 | 10 | 10 | 10 | 10
2015 | Heat Infrastructure | Individual Heat Pumps | Air-to-air HP, New SFH | Investment | M€/1000 s | 1.16 | 1.2 | 0.98 | 1.01 | 1.04 | 1.02 | 1.2 | 1.02 | 1.16 | 1.17 | 1.17 | 1.04 | 1.01 | 1.14 | 1.11 | 1 | 1 | 1.13 | 1.03 | 1.15 | 1.01 | 1.02 | 0.99 | 1.02 | 1.05 | 1.09 | 1.19 | 1.1 | 1.11
2015 | Heat Infrastructure | Individual Heat Pumps | Air-to-air HP, New SFH | O&M | % of inv. | 16.66 | 16.66 | 16.66 | 16.66 | 16.66 | 16.66 | 16.66 | 16.66 | 16.66 | 16.66 | 16.66 | 16.66 | 16.66 | 16.66 | 16.66 | 16.66 | 16.66 | 16.66 | 16.66 | 16.66 | 16.66 | 16.66 | 16.66 | 16.66 | 16.66 | 16.66 | 16.66 | 16.66 | 16.66
2015 | Heat Infrastructure | Individual Heat Pumps | Air-to-air HP, New SFH | Period | years | 10 | 10 | 10 | 10 | 10 | 10 | 10 | 10 | 10 | 10 | 10 | 10 | 10 | 10 | 10 | 10 | 10 | 10 | 10 | 10 | 10 | 10 | 10 | 10 | 10 | 10 | 10 | 10 | 10
2015 | Heat Infrastructure | Individual Heat Pumps | Air-to-water HP, Existing MFH | Investment | M€/1000 s | 144.6 | 150.21 | 122.87 | 126.29 | 129.84 | 127.04 | 150 | 127.45 | 145.35 | 146.17 | 146.51 | 130.32 | 125.67 | 142.21 | 139 | 125.13 | 124.99 | 141.73 | 128.88 | 144.12 | 125.81 | 127.72 | 123.49 | 127.45 | 131.21 | 135.92 | 148.91 | 137.77 | 138.18
2015 | Heat Infrastructure | Individual Heat Pumps | Air-to-water HP, Existing MFH | O&M | % of inv. | 0.67 | 0.67 | 0.67 | 0.67 | 0.67 | 0.67 | 0.67 | 0.67 | 0.67 | 0.67 | 0.67 | 0.67 | 0.67 | 0.67 | 0.67 | 0.67 | 0.67 | 0.67 | 0.67 | 0.67 | 0.67 | 0.67 | 0.67 | 0.67 | 0.67 | 0.67 | 0.67 | 0.67 | 0.67
2015 | Heat Infrastructure | Individual Heat Pumps | Air-to-water HP, Existing MFH | Period | years | 20 | 20 | 20 | 20 | 20 | 20 | 20 | 20 | 20 | 20 | 20 | 20 | 20 | 20 | 20 | 20 | 20 | 20 | 20 | 20 | 20 | 20 | 20 | 20 | 20 | 20 | 20 | 20 | 20
2015 | Heat Infrastructure | Individual Heat Pumps | Air-to-water HP, Existing SFH | Investment | M€/1000 s | 9.64 | 10.01 | 8.19 | 8.42 | 8.66 | 8.47 | 10 | 8.5 | 9.69 | 9.74 | 9.77 | 8.69 | 8.38 | 9.48 | 9.27 | 8.34 | 8.33 | 9.45 | 8.59 | 9.61 | 8.39 | 8.51 | 8.23 | 8.5 | 8.75 | 9.06 | 9.93 | 9.18 | 9.21
2015 | Heat Infrastructure | Individual Heat Pumps | Air-to-water HP, Existing SFH | O&M | % of inv. | 2 | 2 | 2 | 2 | 2 | 2 | 2 | 2 | 2 | 2 | 2 | 2 | 2 | 2 | 2 | 2 | 2 | 2 | 2 | 2 | 2 | 2 | 2 | 2 | 2 | 2 | 2 | 2 | 2
2015 | Heat Infrastructure | Individual Heat Pumps | Air-to-water HP, Existing SFH | Period | years | 15 | 15 | 15 | 15 | 15 | 15 | 15 | 15 | 15 | 15 | 15 | 15 | 15 | 15 | 15 | 15 | 15 | 15 | 15 | 15 | 15 | 15 | 15 | 15 | 15 | 15 | 15 | 15 | 15
2015 | Heat Infrastructure | Individual Heat Pumps | Air-to-water HP, New MFH | Investment | M€/1000 s | 72.3 | 75.1 | 61.44 | 63.14 | 64.92 | 63.52 | 75 | 63.72 | 72.68 | 73.09 | 73.26 | 65.16 | 62.84 | 71.1 | 69.5 | 62.56 | 62.49 | 70.87 | 64.44 | 72.06 | 62.9 | 63.86 | 61.74 | 63.72 | 65.6 | 67.96 | 74.45 | 68.88 | 69.09
2015 | Heat Infrastructure | Individual Heat Pumps | Air-to-water HP, New MFH | O&M | % of inv. | 1.33 | 1.33 | 1.33 | 1.33 | 1.33 | 1.33 | 1.33 | 1.33 | 1.33 | 1.33 | 1.33 | 1.33 | 1.33 | 1.33 | 1.33 | 1.33 | 1.33 | 1.33 | 1.33 | 1.33 | 1.33 | 1.33 | 1.33 | 1.33 | 1.33 | 1.33 | 1.33 | 1.33 | 1.33
2015 | Heat Infrastructure | Individual Heat Pumps | Air-to-water HP, New MFH | Period | years | 20 | 20 | 20 | 20 | 20 | 20 | 20 | 20 | 20 | 20 | 20 | 20 | 20 | 20 | 20 | 20 | 20 | 20 | 20 | 20 | 20 | 20 | 20 | 20 | 20 | 20 | 20 | 20 | 20
2015 | Heat Infrastructure | Individual Heat Pumps | Air-to-water HP, New SFH | Investment | M€/1000 s | 6.75 | 7.01 | 5.73 | 5.89 | 6.06 | 5.93 | 7 | 5.95 | 6.78 | 6.82 | 6.84 | 6.08 | 5.86 | 6.64 | 6.49 | 5.84 | 5.83 | 6.61 | 6.01 | 6.73 | 5.87 | 5.96 | 5.76 | 5.95 | 6.12 | 6.34 | 6.95 | 6.43 | 6.45
2015 | Heat Infrastructure | Individual Heat Pumps | Air-to-water HP, New SFH | O&M | % of inv. | 2.85 | 2.85 | 2.85 | 2.85 | 2.85 | 2.85 | 2.85 | 2.85 | 2.85 | 2.85 | 2.85 | 2.85 | 2.85 | 2.85 | 2.85 | 2.85 | 2.85 | 2.85 | 2.85 | 2.85 | 2.85 | 2.85 | 2.85 | 2.85 | 2.85 | 2.85 | 2.85 | 2.85 | 2.85
2015 | Heat Infrastructure | Individual Heat Pumps | Air-to-water HP, New SFH | Period | years | 15 | 15 | 15 | 15 | 15 | 15 | 15 | 15 | 15 | 15 | 15 | 15 | 15 | 15 | 15 | 15 | 15 | 15 | 15 | 15 | 15 | 15 | 15 | 15 | 15 | 15 | 15 | 15 | 15
2015 | Heat Infrastructure | Individual Heat Pumps | Gound-source HP, Existing MFH | Investment | M€/1000 s | 255.46 | 265.36 | 217.07 | 223.11 | 229.38 | 224.44 | 265 | 225.16 | 256.79 | 258.24 | 258.84 | 230.23 | 222.02 | 251.24 | 245.56 | 221.05 | 220.81 | 250.39 | 227.69 | 254.62 | 222.26 | 225.64 | 218.16 | 225.16 | 231.8 | 240.13 | 263.07 | 243.39 | 244.11
2015 | Heat Infrastructure | Individual Heat Pumps | Gound-source HP, Existing MFH | O&M | % of inv. | 0.38 | 0.38 | 0.38 | 0.38 | 0.38 | 0.38 | 0.38 | 0.38 | 0.38 | 0.38 | 0.38 | 0.38 | 0.38 | 0.38 | 0.38 | 0.38 | 0.38 | 0.38 | 0.38 | 0.38 | 0.38 | 0.38 | 0.38 | 0.38 | 0.38 | 0.38 | 0.38 | 0.38 | 0.38
2015 | Heat Infrastructure | Individual Heat Pumps | Gound-source HP, Existing MFH | Period | years | 20 | 20 | 20 | 20 | 20 | 20 | 20 | 20 | 20 | 20 | 20 | 20 | 20 | 20 | 20 | 20 | 20 | 20 | 20 | 20 | 20 | 20 | 20 | 20 | 20 | 20 | 20 | 20 | 20
2015 | Heat Infrastructure | Individual Heat Pumps | Gound-source HP, Existing SFH | Investment | M€/1000 s | 15.42 | 16.02 | 13.11 | 13.47 | 13.85 | 13.55 | 16 | 13.59 | 15.5 | 15.59 | 15.63 | 13.9 | 13.41 | 15.17 | 14.83 | 13.35 | 13.33 | 15.12 | 13.75 | 15.37 | 13.42 | 13.62 | 13.17 | 13.59 | 14 | 14.5 | 15.88 | 14.7 | 14.74
2015 | Heat Infrastructure | Individual Heat Pumps | Gound-source HP, Existing SFH | O&M | % of inv. | 1.25 | 1.25 | 1.25 | 1.25 | 1.25 | 1.25 | 1.25 | 1.25 | 1.25 | 1.25 | 1.25 | 1.25 | 1.25 | 1.25 | 1.25 | 1.25 | 1.25 | 1.25 | 1.25 | 1.25 | 1.25 | 1.25 | 1.25 | 1.25 | 1.25 | 1.25 | 1.25 | 1.25 | 1.25
2015 | Heat Infrastructure | Individual Heat Pumps | Gound-source HP, Existing SFH | Period | years | 20 | 20 | 20 | 20 | 20 | 20 | 20 | 20 | 20 | 20 | 20 | 20 | 20 | 20 | 20 | 20 | 20 | 20 | 20 | 20 | 20 | 20 | 20 | 20 | 20 | 20 | 20 | 20 | 20
2015 | Heat Infrastructure | Individual Heat Pumps | Gound-source HP, New MFH | Investment | M€/1000 s | 91.58 | 95.13 | 77.82 | 79.98 | 82.23 | 80.46 | 95 | 80.72 | 92.06 | 92.58 | 92.79 | 82.54 | 79.59 | 90.07 | 88.03 | 79.25 | 79.16 | 89.76 | 81.63 | 91.28 | 79.68 | 80.89 | 78.21 | 80.72 | 83.1 | 86.08 | 94.31 | 87.25 | 87.51
2015 | Heat Infrastructure | Individual Heat Pumps | Gound-source HP, New MFH | O&M | % of inv. | 1.05 | 1.05 | 1.05 | 1.05 | 1.05 | 1.05 | 1.05 | 1.05 | 1.05 | 1.05 | 1.05 | 1.05 | 1.05 | 1.05 | 1.05 | 1.05 | 1.05 | 1.05 | 1.05 | 1.05 | 1.05 | 1.05 | 1.05 | 1.05 | 1.05 | 1.05 | 1.05 | 1.05 | 1.05
2015 | Heat Infrastructure | Individual Heat Pumps | Gound-source HP, New MFH | Period | years | 20 | 20 | 20 | 20 | 20 | 20 | 20 | 20 | 20 | 20 | 20 | 20 | 20 | 20 | 20 | 20 | 20 | 20 | 20 | 20 | 20 | 20 | 20 | 20 | 20 | 20 | 20 | 20 | 20
2015 | Heat Infrastructure | Individual Heat Pumps | Gound-source HP, New SFH | Investment | M€/1000 s | 11.57 | 12.02 | 9.83 | 10.1 | 10.39 | 10.16 | 12 | 10.2 | 11.63 | 11.69 | 11.72 | 10.43 | 10.05 | 11.38 | 11.12 | 10.01 | 10 | 11.34 | 10.31 | 11.53 | 10.06 | 10.22 | 9.88 | 10.2 | 10.5 | 10.87 | 11.91 | 11.02 | 11.05
2015 | Heat Infrastructure | Individual Heat Pumps | Gound-source HP, New SFH | O&M | % of inv. | 1.66 | 1.66 | 1.66 | 1.66 | 1.66 | 1.66 | 1.66 | 1.66 | 1.66 | 1.66 | 1.66 | 1.66 | 1.66 | 1.66 | 1.66 | 1.66 | 1.66 | 1.66 | 1.66 | 1.66 | 1.66 | 1.66 | 1.66 | 1.66 | 1.66 | 1.66 | 1.66 | 1.66 | 1.66
2015 | Heat Infrastructure | Individual Heat Pumps | Gound-source HP, New SFH | Period | years | 20 | 20 | 20 | 20 | 20 | 20 | 20 | 20 | 20 | 20 | 20 | 20 | 20 | 20 | 20 | 20 | 20 | 20 | 20 | 20 | 20 | 20 | 20 | 20 | 20 | 20 | 20 | 20 | 20
2015 | Heat Infrastructure | Individual Heat Pumps | Ventilation HP, New MFH | Investment | M€/1000 s | 72.3 | 75.1 | 61.44 | 63.14 | 64.92 | 63.52 | 75 | 63.72 | 72.68 | 73.09 | 73.26 | 65.16 | 62.84 | 71.1 | 69.5 | 62.56 | 62.49 | 70.87 | 64.44 | 72.06 | 62.9 | 63.86 | 61.74 | 63.72 | 65.6 | 67.96 | 74.45 | 68.88 | 69.09
2015 | Heat Infrastructure | Individual Heat Pumps | Ventilation HP, New MFH | O&M | % of inv. | 1.33 | 1.33 | 1.33 | 1.33 | 1.33 | 1.33 | 1.33 | 1.33 | 1.33 | 1.33 | 1.33 | 1.33 | 1.33 | 1.33 | 1.33 | 1.33 | 1.33 | 1.33 | 1.33 | 1.33 | 1.33 | 1.33 | 1.33 | 1.33 | 1.33 | 1.33 | 1.33 | 1.33 | 1.33
2015 | Heat Infrastructure | Individual Heat Pumps | Ventilation HP, New MFH | Period | years | 15 | 15 | 15 | 15 | 15 | 15 | 15 | 15 | 15 | 15 | 15 | 15 | 15 | 15 | 15 | 15 | 15 | 15 | 15 | 15 | 15 | 15 | 15 | 15 | 15 | 15 | 15 | 15 | 15
2015 | Heat Infrastructure | Individual Heat Pumps | Ventilation HP, New SFH | Investment | M€/1000 s | 1.93 | 2 | 1.64 | 1.68 | 1.73 | 1.69 | 2 | 1.7 | 1.94 | 1.95 | 1.95 | 1.74 | 1.68 | 1.9 | 1.85 | 1.67 | 1.67 | 1.89 | 1.72 | 1.92 | 1.68 | 1.7 | 1.65 | 1.7 | 1.75 | 1.81 | 1.99 | 1.84 | 1.84
2015 | Heat Infrastructure | Individual Heat Pumps | Ventilation HP, New SFH | O&M | % of inv. | 10 | 10 | 10 | 10 | 10 | 10 | 10 | 10 | 10 | 10 | 10 | 10 | 10 | 10 | 10 | 10 | 10 | 10 | 10 | 10 | 10 | 10 | 10 | 10 | 10 | 10 | 10 | 10 | 10
2015 | Heat Infrastructure | Individual Heat Pumps | Ventilation HP, New SFH | Period | years | 15 | 15 | 15 | 15 | 15 | 15 | 15 | 15 | 15 | 15 | 15 | 15 | 15 | 15 | 15 | 15 | 15 | 15 | 15 | 15 | 15 | 15 | 15 | 15 | 15 | 15 | 15 | 15 | 15
2015 | Heat Infrastructure | Individual electric heating | New SFH | Investment | M€/1000 Units | 2.84 | 3.01 | 2.19 | 2.29 | 2.4 | 2.31 | 3 | 2.32 | 2.86 | 2.89 | 2.9 | 2.41 | 2.27 | 2.77 | 2.67 | 2.25 | 2.25 | 2.75 | 2.37 | 2.82 | 2.27 | 2.33 | 2.2 | 2.32 | 2.44 | 2.58 | 2.97 | 2.63 | 2.65
2015 | Heat Infrastructure | Individual electric heating | New SFH | O&M | % of inv. | 0.8 | 0.8 | 0.8 | 0.8 | 0.8 | 0.8 | 0.8 | 0.8 | 0.8 | 0.8 | 0.8 | 0.8 | 0.8 | 0.8 | 0.8 | 0.8 | 0.8 | 0.8 | 0.8 | 0.8 | 0.8 | 0.8 | 0.8 | 0.8 | 0.8 | 0.8 | 0.8 | 0.8 | 0.8
2015 | Heat Infrastructure | Individual electric heating | New SFH | Period | years | 30 | 30 | 30 | 30 | 30 | 30 | 30 | 30 | 30 | 30 | 30 | 30 | 30 | 30 | 30 | 30 | 30 | 30 | 30 | 30 | 30 | 30 | 30 | 30 | 30 | 30 | 30 | 30 | 30
2015 | Heat Infrastructure | Individual solar thermal | Average | Investment | M€/TWh/year | 1654.11 | 1701.74 | 1469.4 | 1498.44 | 1528.64 | 1504.83 | 1700 | 1508.31 | 1660.5 | 1667.47 | 1670.38 | 1532.71 | 1493.21 | 1633.78 | 1606.48 | 1488.56 | 1487.4 | 1629.72 | 1520.51 | 1650.05 | 1494.37 | 1510.64 | 1474.62 | 1508.31 | 1540.26 | 1580.34 | 1690.71 | 1596.03 | 1599.51
2015 | Heat Infrastructure | Individual solar thermal | Average | O&M | % of inv. | 1.22 | 1.22 | 1.22 | 1.22 | 1.22 | 1.22 | 1.22 | 1.22 | 1.22 | 1.22 | 1.22 | 1.22 | 1.22 | 1.22 | 1.22 | 1.22 | 1.22 | 1.22 | 1.22 | 1.22 | 1.22 | 1.22 | 1.22 | 1.22 | 1.22 | 1.22 | 1.22 | 1.22 | 1.22
2015 | Heat Infrastructure | Individual solar thermal | Average | Period | years | 25 | 25 | 25 | 25 | 25 | 25 | 25 | 25 | 25 | 25 | 25 | 25 | 25 | 25 | 25 | 25 | 25 | 25 | 25 | 25 | 25 | 25 | 25 | 25 | 25 | 25 | 25 | 25 | 25
2015 | Additional - Cooling Units | Chillers | Air-cooled chillers < 400 kW, Residential and service sector | Investment | M€/MWe | 0.29 | 0.33 | 0.17 | 0.19 | 0.21 | 0.19 | 0.32 | 0.2 | 0.3 | 0.3 | 0.3 | 0.21 | 0.19 | 0.28 | 0.26 | 0.18 | 0.18 | 0.28 | 0.2 | 0.29 | 0.19 | 0.2 | 0.17 | 0.2 | 0.22 | 0.24 | 0.32 | 0.25 | 0.26
2015 | Additional - Cooling Units | Chillers | Air-cooled chillers < 400 kW, Residential and service sector | O&M | % of inv. | 4 | 4 | 4 | 4 | 4 | 4 | 4 | 4 | 4 | 4 | 4 | 4 | 4 | 4 | 4 | 4 | 4 | 4 | 4 | 4 | 4 | 4 | 4 | 4 | 4 | 4 | 4 | 4 | 4
2015 | Additional - Cooling Units | Chillers | Air-cooled chillers < 400 kW, Residential and service sector | Period | years | 15 | 15 | 15 | 15 | 15 | 15 | 15 | 15 | 15 | 15 | 15 | 15 | 15 | 15 | 15 | 15 | 15 | 15 | 15 | 15 | 15 | 15 | 15 | 15 | 15 | 15 | 15 | 15 | 15
2015 | Additional - Cooling Units | Chillers | Air-cooled chillers > 400 kW, Service sector | Investment | M€/MWe | 0.2 | 0.22 | 0.12 | 0.13 | 0.14 | 0.13 | 0.22 | 0.14 | 0.2 | 0.21 | 0.21 | 0.15 | 0.13 | 0.19 | 0.18 | 0.13 | 0.13 | 0.19 | 0.14 | 0.2 | 0.13 | 0.14 | 0.12 | 0.14 | 0.15 | 0.17 | 0.22 | 0.18 | 0.18
2015 | Additional - Cooling Units | Chillers | Air-cooled chillers > 400 kW, Service sector | O&M | % of inv. | 4 | 4 | 4 | 4 | 4 | 4 | 4 | 4 | 4 | 4 | 4 | 4 | 4 | 4 | 4 | 4 | 4 | 4 | 4 | 4 | 4 | 4 | 4 | 4 | 4 | 4 | 4 | 4 | 4
2015 | Additional - Cooling Units | Chillers | Air-cooled chillers > 400 kW, Service sector | Period | years | 20 | 20 | 20 | 20 | 20 | 20 | 20 | 20 | 20 | 20 | 20 | 20 | 20 | 20 | 20 | 20 | 20 | 20 | 20 | 20 | 20 | 20 | 20 | 20 | 20 | 20 | 20 | 20 | 20
2015 | Additional - Cooling Units | Chillers | Water-cooled chillers < 400 kW, Residential and service sector | Investment | M€/MWe | 0.2 | 0.22 | 0.11 | 0.13 | 0.14 | 0.13 | 0.22 | 0.13 | 0.2 | 0.2 | 0.2 | 0.14 | 0.12 | 0.19 | 0.18 | 0.12 | 0.12 | 0.19 | 0.14 | 0.19 | 0.13 | 0.13 | 0.12 | 0.13 | 0.15 | 0.16 | 0.21 | 0.17 | 0.17
2015 | Additional - Cooling Units | Chillers | Water-cooled chillers < 400 kW, Residential and service sector | O&M | % of inv. | 4 | 4 | 4 | 4 | 4 | 4 | 4 | 4 | 4 | 4 | 4 | 4 | 4 | 4 | 4 | 4 | 4 | 4 | 4 | 4 | 4 | 4 | 4 | 4 | 4 | 4 | 4 | 4 | 4
2015 | Additional - Cooling Units | Chillers | Water-cooled chillers < 400 kW, Residential and service sector | Period | years | 15 | 15 | 15 | 15 | 15 | 15 | 15 | 15 | 15 | 15 | 15 | 15 | 15 | 15 | 15 | 15 | 15 | 15 | 15 | 15 | 15 | 15 | 15 | 15 | 15 | 15 | 15 | 15 | 15
2015 | Additional - Cooling Units | Chillers | Water-cooled chillers > 400 kW, Service sector | Investment | M€/MWe | 0.13 | 0.15 | 0.08 | 0.09 | 0.09 | 0.09 | 0.15 | 0.09 | 0.13 | 0.14 | 0.14 | 0.1 | 0.08 | 0.13 | 0.12 | 0.08 | 0.08 | 0.13 | 0.09 | 0.13 | 0.08 | 0.09 | 0.08 | 0.09 | 0.1 | 0.11 | 0.14 | 0.11 | 0.12
2015 | Additional - Cooling Units | Chillers | Water-cooled chillers > 400 kW, Service sector | O&M | % of inv. | 4 | 4 | 4 | 4 | 4 | 4 | 4 | 4 | 4 | 4 | 4 | 4 | 4 | 4 | 4 | 4 | 4 | 4 | 4 | 4 | 4 | 4 | 4 | 4 | 4 | 4 | 4 | 4 | 4
2015 | Additional - Cooling Units | Chillers | Water-cooled chillers > 400 kW, Service sector | Period | years | 20 | 20 | 20 | 20 | 20 | 20 | 20 | 20 | 20 | 20 | 20 | 20 | 20 | 20 | 20 | 20 | 20 | 20 | 20 | 20 | 20 | 20 | 20 | 20 | 20 | 20 | 20 | 20 | 20
2015 | Additional - Cooling Units | Movable Units | Movable units, Residential and service sector | Investment | M€/MWe | 0.19 | 0.21 | 0.11 | 0.12 | 0.13 | 0.12 | 0.21 | 0.12 | 0.19 | 0.19 | 0.19 | 0.13 | 0.12 | 0.18 | 0.17 | 0.12 | 0.12 | 0.18 | 0.13 | 0.18 | 0.12 | 0.13 | 0.11 | 0.12 | 0.14 | 0.15 | 0.2 | 0.16 | 0.16
2015 | Additional - Cooling Units | Movable Units | Movable units, Residential and service sector | O&M | % of inv. | 0 | 0 | 0 | 0 | 0 | 0 | 0 | 0 | 0 | 0 | 0 | 0 | 0 | 0 | 0 | 0 | 0 | 0 | 0 | 0 | 0 | 0 | 0 | 0 | 0 | 0 | 0 | 0 | 0
2015 | Additional - Cooling Units | Movable Units | Movable units, Residential and service sector | Period | years | 10 | 10 | 10 | 10 | 10 | 10 | 10 | 10 | 10 | 10 | 10 | 10 | 10 | 10 | 10 | 10 | 10 | 10 | 10 | 10 | 10 | 10 | 10 | 10 | 10 | 10 | 10 | 10 | 10
2015 | Additional - Cooling Units | Split systems | Split < 5 kW, Residential and service sector | Investment | M€/MWe | 0.33 | 0.37 | 0.19 | 0.22 | 0.24 | 0.22 | 0.37 | 0.22 | 0.34 | 0.34 | 0.35 | 0.24 | 0.21 | 0.32 | 0.3 | 0.21 | 0.21 | 0.32 | 0.23 | 0.33 | 0.21 | 0.23 | 0.2 | 0.22 | 0.25 | 0.28 | 0.36 | 0.29 | 0.29
2015 | Additional - Cooling Units | Split systems | Split < 5 kW, Residential and service sector | O&M | % of inv. | 4 | 4 | 4 | 4 | 4 | 4 | 4 | 4 | 4 | 4 | 4 | 4 | 4 | 4 | 4 | 4 | 4 | 4 | 4 | 4 | 4 | 4 | 4 | 4 | 4 | 4 | 4 | 4 | 4
2015 | Additional - Cooling Units | Split systems | Split < 5 kW, Residential and service sector | Period | years | 12 | 12 | 12 | 12 | 12 | 12 | 12 | 12 | 12 | 12 | 12 | 12 | 12 | 12 | 12 | 12 | 12 | 12 | 12 | 12 | 12 | 12 | 12 | 12 | 12 | 12 | 12 | 12 | 12
2015 | Additional - Cooling Units | Split systems | Split > 5 kW, Residential and service sector | Investment | M€/MWe | 0.26 | 0.28 | 0.15 | 0.17 | 0.18 | 0.17 | 0.28 | 0.17 | 0.26 | 0.26 | 0.27 | 0.19 | 0.16 | 0.24 | 0.23 | 0.16 | 0.16 | 0.24 | 0.18 | 0.25 | 0.16 | 0.17 | 0.15 | 0.17 | 0.19 | 0.21 | 0.28 | 0.22 | 0.22
2015 | Additional - Cooling Units | Split systems | Split > 5 kW, Residential and service sector | O&M | % of inv. | 3.99 | 3.99 | 3.99 | 3.99 | 3.99 | 3.99 | 3.99 | 3.99 | 3.99 | 3.99 | 3.99 | 3.99 | 3.99 | 3.99 | 3.99 | 3.99 | 3.99 | 3.99 | 3.99 | 3.99 | 3.99 | 3.99 | 3.99 | 3.99 | 3.99 | 3.99 | 3.99 | 3.99 | 3.99
2015 | Additional - Cooling Units | Split systems | Split > 5 kW, Residential and service sector | Period | years | 15 | 15 | 15 | 15 | 15 | 15 | 15 | 15 | 15 | 15 | 15 | 15 | 15 | 15 | 15 | 15 | 15 | 15 | 15 | 15 | 15 | 15 | 15 | 15 | 15 | 15 | 15 | 15 | 15
2015 | Additional - Cooling Units | Rooftop and packaged units | Rooftop and packaged units | Investment | M€/MWe | 0.32 | 0.35 | 0.18 | 0.2 | 0.23 | 0.21 | 0.35 | 0.21 | 0.32 | 0.33 | 0.33 | 0.23 | 0.2 | 0.3 | 0.28 | 0.2 | 0.2 | 0.3 | 0.22 | 0.31 | 0.2 | 0.21 | 0.19 | 0.21 | 0.23 | 0.26 | 0.34 | 0.27 | 0.28
2015 | Additional - Cooling Units | Rooftop and packaged units | Rooftop and packaged units | O&M | % of inv. | 4 | 4 | 4 | 4 | 4 | 4 | 4 | 4 | 4 | 4 | 4 | 4 | 4 | 4 | 4 | 4 | 4 | 4 | 4 | 4 | 4 | 4 | 4 | 4 | 4 | 4 | 4 | 4 | 4
2015 | Additional - Cooling Units | Rooftop and packaged units | Rooftop and packaged units | Period | years | 15 | 15 | 15 | 15 | 15 | 15 | 15 | 15 | 15 | 15 | 15 | 15 | 15 | 15 | 15 | 15 | 15 | 15 | 15 | 15 | 15 | 15 | 15 | 15 | 15 | 15 | 15 | 15 | 15
2015 | Additional - Cooling Units | VRF units | Residential and service sector | Investment | M€/MWe | 0.89 | 0.98 | 0.52 | 0.57 | 0.63 | 0.59 | 0.98 | 0.59 | 0.9 | 0.91 | 0.92 | 0.64 | 0.56 | 0.85 | 0.79 | 0.55 | 0.55 | 0.84 | 0.62 | 0.88 | 0.57 | 0.6 | 0.53 | 0.59 | 0.66 | 0.74 | 0.96 | 0.77 | 0.78
2015 | Additional - Cooling Units | VRF units | Residential and service sector | O&M | % of inv. | 4 | 4 | 4 | 4 | 4 | 4 | 4 | 4 | 4 | 4 | 4 | 4 | 4 | 4 | 4 | 4 | 4 | 4 | 4 | 4 | 4 | 4 | 4 | 4 | 4 | 4 | 4 | 4 | 4
2015 | Additional - Cooling Units | VRF units | Residential and service sector | Period | years | 15 | 15 | 15 | 15 | 15 | 15 | 15 | 15 | 15 | 15 | 15 | 15 | 15 | 15 | 15 | 15 | 15 | 15 | 15 | 15 | 15 | 15 | 15 | 15 | 15 | 15 | 15 | 15 | 15
2015 | Additional - Cooling Units | Absorption units | Water-LiBr Absorption chillers (steam heated), Industry and District Cooling | Investment | M€/MWe | 0.19 | 0.21 | 0.11 | 0.13 | 0.14 | 0.13 | 0.21 | 0.13 | 0.2 | 0.2 | 0.2 | 0.14 | 0.12 | 0.19 | 0.17 | 0.12 | 0.12 | 0.18 | 0.14 | 0.19 | 0.12 | 0.13 | 0.12 | 0.13 | 0.14 | 0.16 | 0.21 | 0.17 | 0.17
2015 | Additional - Cooling Units | Absorption units | Water-LiBr Absorption chillers (steam heated), Industry and District Cooling | O&M | % of inv. | 4 | 4 | 4 | 4 | 4 | 4 | 4 | 4 | 4 | 4 | 4 | 4 | 4 | 4 | 4 | 4 | 4 | 4 | 4 | 4 | 4 | 4 | 4 | 4 | 4 | 4 | 4 | 4 | 4
2015 | Additional - Cooling Units | Absorption units | Water-LiBr Absorption chillers (steam heated), Industry and District Cooling | Period | years | 25 | 25 | 25 | 25 | 25 | 25 | 25 | 25 | 25 | 25 | 25 | 25 | 25 | 25 | 25 | 25 | 25 | 25 | 25 | 25 | 25 | 25 | 25 | 25 | 25 | 25 | 25 | 25 | 25
2020 | Heat and Electricity | Small CHP plants | Biogas Engine: 1-10 MW | Investment | M€/MWe | 0.88 | 0.95 | 0.61 | 0.66 | 0.7 | 0.67 | 0.95 | 0.67 | 0.89 | 0.9 | 0.91 | 0.71 | 0.65 | 0.85 | 0.81 | 0.64 | 0.64 | 0.85 | 0.69 | 0.88 | 0.65 | 0.67 | 0.62 | 0.67 | 0.72 | 0.78 | 0.94 | 0.8 | 0.8
2020 | Heat and Electricity | Small CHP plants | Biogas Engine: 1-10 MW | O&M | % of inv. | 1.03 | 1.03 | 1.03 | 1.03 | 1.03 | 1.03 | 1.03 | 1.03 | 1.03 | 1.03 | 1.03 | 1.03 | 1.03 | 1.03 | 1.03 | 1.03 | 1.03 | 1.03 | 1.03 | 1.03 | 1.03 | 1.03 | 1.03 | 1.03 | 1.03 | 1.03 | 1.03 | 1.03 | 1.03
2020 | Heat and Electricity | Small CHP plants | Biogas Engine: 1-10 MW | Period | years | 25 | 25 | 25 | 25 | 25 | 25 | 25 | 25 | 25 | 25 | 25 | 25 | 25 | 25 | 25 | 25 | 25 | 25 | 25 | 25 | 25 | 25 | 25 | 25 | 25 | 25 | 25 | 25 | 25
2020 | Heat and Electricity | Small CHP plants | Biomass (Straw), 20 MW feed | Investment | M€/MWe | 6.32 | 6.82 | 4.4 | 4.7 | 5.02 | 4.77 | 6.8 | 4.81 | 6.39 | 6.46 | 6.49 | 5.06 | 4.65 | 6.11 | 5.83 | 4.6 | 4.59 | 6.07 | 4.93 | 6.28 | 4.66 | 4.83 | 4.46 | 4.81 | 5.14 | 5.56 | 6.7 | 5.72 | 5.75
2020 | Heat and Electricity | Small CHP plants | Biomass (Straw), 20 MW feed | O&M | % of inv. | 4.68 | 4.68 | 4.68 | 4.68 | 4.68 | 4.68 | 4.68 | 4.68 | 4.68 | 4.68 | 4.68 | 4.68 | 4.68 | 4.68 | 4.68 | 4.68 | 4.68 | 4.68 | 4.68 | 4.68 | 4.68 | 4.68 | 4.68 | 4.68 | 4.68 | 4.68 | 4.68 | 4.68 | 4.68
2020 | Heat and Electricity | Small CHP plants | Biomass (Straw), 20 MW feed | Period | years | 25 | 25 | 25 | 25 | 25 | 25 | 25 | 25 | 25 | 25 | 25 | 25 | 25 | 25 | 25 | 25 | 25 | 25 | 25 | 25 | 25 | 25 | 25 | 25 | 25 | 25 | 25 | 25 | 25
2020 | Heat and Electricity | Small CHP plants | Biomass (Straw), 50 MW feed | Investment | M€/MWe | 3.53 | 3.81 | 2.46 | 2.63 | 2.8 | 2.67 | 3.8 | 2.69 | 3.57 | 3.61 | 3.63 | 2.83 | 2.6 | 3.42 | 3.26 | 2.57 | 2.56 | 3.39 | 2.76 | 3.51 | 2.6 | 2.7 | 2.49 | 2.69 | 2.87 | 3.1 | 3.75 | 3.2 | 3.22
2020 | Heat and Electricity | Small CHP plants | Biomass (Straw), 50 MW feed | O&M | % of inv. | 3.94 | 3.94 | 3.94 | 3.94 | 3.94 | 3.94 | 3.94 | 3.94 | 3.94 | 3.94 | 3.94 | 3.94 | 3.94 | 3.94 | 3.94 | 3.94 | 3.94 | 3.94 | 3.94 | 3.94 | 3.94 | 3.94 | 3.94 | 3.94 | 3.94 | 3.94 | 3.94 | 3.94 | 3.94
2020 | Heat and Electricity | Small CHP plants | Biomass (Straw), 50 MW feed | Period | years | 25 | 25 | 25 | 25 | 25 | 25 | 25 | 25 | 25 | 25 | 25 | 25 | 25 | 25 | 25 | 25 | 25 | 25 | 25 | 25 | 25 | 25 | 25 | 25 | 25 | 25 | 25 | 25 | 25
2020 | Heat and Electricity | Small CHP plants | Biomass (woodchips): 20 MW feed | Investment | M€/MWe | 6.04 | 6.52 | 4.21 | 4.5 | 4.8 | 4.56 | 6.5 | 4.59 | 6.11 | 6.18 | 6.21 | 4.84 | 4.44 | 5.84 | 5.57 | 4.4 | 4.39 | 5.8 | 4.72 | 6 | 4.46 | 4.62 | 4.26 | 4.59 | 4.91 | 5.31 | 6.41 | 5.47 | 5.5
2020 | Heat and Electricity | Small CHP plants | Biomass (woodchips): 20 MW feed | O&M | % of inv. | 4.44 | 4.44 | 4.44 | 4.44 | 4.44 | 4.44 | 4.44 | 4.44 | 4.44 | 4.44 | 4.44 | 4.44 | 4.44 | 4.44 | 4.44 | 4.44 | 4.44 | 4.44 | 4.44 | 4.44 | 4.44 | 4.44 | 4.44 | 4.44 | 4.44 | 4.44 | 4.44 | 4.44 | 4.44
2020 | Heat and Electricity | Small CHP plants | Biomass (woodchips): 20 MW feed | Period | years | 25 | 25 | 25 | 25 | 25 | 25 | 25 | 25 | 25 | 25 | 25 | 25 | 25 | 25 | 25 | 25 | 25 | 25 | 25 | 25 | 25 | 25 | 25 | 25 | 25 | 25 | 25 | 25 | 25
2020 | Heat and Electricity | Small CHP plants | Biomass (woodchips): 80 MW feed | Investment | M€/MWe | 3.35 | 3.61 | 2.33 | 2.49 | 2.66 | 2.53 | 3.6 | 2.54 | 3.38 | 3.42 | 3.44 | 2.68 | 2.46 | 3.24 | 3.09 | 2.44 | 2.43 | 3.21 | 2.61 | 3.32 | 2.47 | 2.56 | 2.36 | 2.54 | 2.72 | 2.94 | 3.55 | 3.03 | 3.05
2020 | Heat and Electricity | Small CHP plants | Biomass (woodchips): 80 MW feed | O&M | % of inv. | 4.27 | 4.27 | 4.27 | 4.27 | 4.27 | 4.27 | 4.27 | 4.27 | 4.27 | 4.27 | 4.27 | 4.27 | 4.27 | 4.27 | 4.27 | 4.27 | 4.27 | 4.27 | 4.27 | 4.27 | 4.27 | 4.27 | 4.27 | 4.27 | 4.27 | 4.27 | 4.27 | 4.27 | 4.27
2020 | Heat and Electricity | Small CHP plants | Biomass (woodchips): 80 MW feed | Period | years | 25 | 25 | 25 | 25 | 25 | 25 | 25 | 25 | 25 | 25 | 25 | 25 | 25 | 25 | 25 | 25 | 25 | 25 | 25 | 25 | 25 | 25 | 25 | 25 | 25 | 25 | 25 | 25 | 25
2020 | Heat and Electricity | Small CHP plants | Gas Engine: 1-10 MW | Investment | M€/MWe | 0.88 | 0.95 | 0.61 | 0.66 | 0.7 | 0.67 | 0.95 | 0.67 | 0.89 | 0.9 | 0.91 | 0.71 | 0.65 | 0.85 | 0.81 | 0.64 | 0.64 | 0.85 | 0.69 | 0.88 | 0.65 | 0.67 | 0.62 | 0.67 | 0.72 | 0.78 | 0.94 | 0.8 | 0.8
2020 | Heat and Electricity | Small CHP plants | Gas Engine: 1-10 MW | O&M | % of inv. | 1.03 | 1.03 | 1.03 | 1.03 | 1.03 | 1.03 | 1.03 | 1.03 | 1.03 | 1.03 | 1.03 | 1.03 | 1.03 | 1.03 | 1.03 | 1.03 | 1.03 | 1.03 | 1.03 | 1.03 | 1.03 | 1.03 | 1.03 | 1.03 | 1.03 | 1.03 | 1.03 | 1.03 | 1.03
2020 | Heat and Electricity | Small CHP plants | Gas Engine: 1-10 MW | Period | years | 25 | 25 | 25 | 25 | 25 | 25 | 25 | 25 | 25 | 25 | 25 | 25 | 25 | 25 | 25 | 25 | 25 | 25 | 25 | 25 | 25 | 25 | 25 | 25 | 25 | 25 | 25 | 25 | 25
2020 | Heat and Electricity | Small CHP plants | SCGT: 5-40 MW | Investment | M€/MWe | 0.68 | 0.73 | 0.47 | 0.5 | 0.54 | 0.51 | 0.73 | 0.52 | 0.69 | 0.69 | 0.7 | 0.54 | 0.5 | 0.66 | 0.63 | 0.49 | 0.49 | 0.65 | 0.53 | 0.67 | 0.5 | 0.52 | 0.48 | 0.52 | 0.55 | 0.6 | 0.72 | 0.61 | 0.62
2020 | Heat and Electricity | Small CHP plants | SCGT: 5-40 MW | O&M | % of inv. | 2.67 | 2.67 | 2.67 | 2.67 | 2.67 | 2.67 | 2.67 | 2.67 | 2.67 | 2.67 | 2.67 | 2.67 | 2.67 | 2.67 | 2.67 | 2.67 | 2.67 | 2.67 | 2.67 | 2.67 | 2.67 | 2.67 | 2.67 | 2.67 | 2.67 | 2.67 | 2.67 | 2.67 | 2.67
2020 | Heat and Electricity | Small CHP plants | SCGT: 5-40 MW | Period | years | 25 | 25 | 25 | 25 | 25 | 25 | 25 | 25 | 25 | 25 | 25 | 25 | 25 | 25 | 25 | 25 | 25 | 25 | 25 | 25 | 25 | 25 | 25 | 25 | 25 | 25 | 25 | 25 | 25
2020 | Heat and Electricity | Large CHP plants | Biomass (pellets): 250-400 MW | Investment | M€/MWe | 1.82 | 1.9 | 1.5 | 1.55 | 1.61 | 1.57 | 1.9 | 1.57 | 1.83 | 1.84 | 1.85 | 1.61 | 1.55 | 1.79 | 1.74 | 1.54 | 1.54 | 1.78 | 1.59 | 1.81 | 1.55 | 1.58 | 1.51 | 1.57 | 1.63 | 1.69 | 1.88 | 1.72 | 1.73
2020 | Heat and Electricity | Large CHP plants | Biomass (pellets): 250-400 MW | O&M | % of inv. | 1.63 | 1.63 | 1.63 | 1.63 | 1.63 | 1.63 | 1.63 | 1.63 | 1.63 | 1.63 | 1.63 | 1.63 | 1.63 | 1.63 | 1.63 | 1.63 | 1.63 | 1.63 | 1.63 | 1.63 | 1.63 | 1.63 | 1.63 | 1.63 | 1.63 | 1.63 | 1.63 | 1.63 | 1.63
2020 | Heat and Electricity | Large CHP plants | Biomass (pellets): 250-400 MW | Period | years | 40 | 40 | 40 | 40 | 40 | 40 | 40 | 40 | 40 | 40 | 40 | 40 | 40 | 40 | 40 | 40 | 40 | 40 | 40 | 40 | 40 | 40 | 40 | 40 | 40 | 40 | 40 | 40 | 40
2020 | Heat and Electricity | Large CHP plants | CCGT: 10-100 MW | Investment | M€/MWe | 1.25 | 1.3 | 1.03 | 1.06 | 1.1 | 1.07 | 1.3 | 1.08 | 1.25 | 1.26 | 1.27 | 1.1 | 1.06 | 1.22 | 1.19 | 1.05 | 1.05 | 1.22 | 1.09 | 1.24 | 1.06 | 1.08 | 1.04 | 1.08 | 1.11 | 1.16 | 1.29 | 1.18 | 1.18
2020 | Heat and Electricity | Large CHP plants | CCGT: 10-100 MW | O&M | % of inv. | 2.25 | 2.25 | 2.25 | 2.25 | 2.25 | 2.25 | 2.25 | 2.25 | 2.25 | 2.25 | 2.25 | 2.25 | 2.25 | 2.25 | 2.25 | 2.25 | 2.25 | 2.25 | 2.25 | 2.25 | 2.25 | 2.25 | 2.25 | 2.25 | 2.25 | 2.25 | 2.25 | 2.25 | 2.25
2020 | Heat and Electricity | Large CHP plants | CCGT: 10-100 MW | Period | years | 25 | 25 | 25 | 25 | 25 | 25 | 25 | 25 | 25 | 25 | 25 | 25 | 25 | 25 | 25 | 25 | 25 | 25 | 25 | 25 | 25 | 25 | 25 | 25 | 25 | 25 | 25 | 25 | 25
2020 | Heat and Electricity | Large CHP plants | CCGT: 100-500 MW | Investment | M€/MWe | 0.84 | 0.88 | 0.7 | 0.72 | 0.74 | 0.73 | 0.88 | 0.73 | 0.85 | 0.85 | 0.86 | 0.75 | 0.72 | 0.83 | 0.81 | 0.71 | 0.71 | 0.82 | 0.74 | 0.84 | 0.72 | 0.73 | 0.7 | 0.73 | 0.75 | 0.79 | 0.87 | 0.8 | 0.8
2020 | Heat and Electricity | Large CHP plants | CCGT: 100-500 MW | O&M | % of inv. | 3.33 | 3.33 | 3.33 | 3.33 | 3.33 | 3.33 | 3.33 | 3.33 | 3.33 | 3.33 | 3.33 | 3.33 | 3.33 | 3.33 | 3.33 | 3.33 | 3.33 | 3.33 | 3.33 | 3.33 | 3.33 | 3.33 | 3.33 | 3.33 | 3.33 | 3.33 | 3.33 | 3.33 | 3.33
2020 | Heat and Electricity | Large CHP plants | CCGT: 100-500 MW | Period | years | 25 | 25 | 25 | 25 | 25 | 25 | 25 | 25 | 25 | 25 | 25 | 25 | 25 | 25 | 25 | 25 | 25 | 25 | 25 | 25 | 25 | 25 | 25 | 25 | 25 | 25 | 25 | 25 | 25
2020 | Heat and Electricity | Large CHP plants | Coal: 400-700 MW | Investment | M€/MWe | 1.82 | 1.9 | 1.5 | 1.55 | 1.61 | 1.57 | 1.9 | 1.57 | 1.83 | 1.84 | 1.85 | 1.61 | 1.55 | 1.79 | 1.74 | 1.54 | 1.54 | 1.78 | 1.59 | 1.81 | 1.55 | 1.58 | 1.51 | 1.57 | 1.63 | 1.69 | 1.88 | 1.72 | 1.73
2020 | Heat and Electricity | Large CHP plants | Coal: 400-700 MW | O&M | % of inv. | 1.63 | 1.63 | 1.63 | 1.63 | 1.63 | 1.63 | 1.63 | 1.63 | 1.63 | 1.63 | 1.63 | 1.63 | 1.63 | 1.63 | 1.63 | 1.63 | 1.63 | 1.63 | 1.63 | 1.63 | 1.63 | 1.63 | 1.63 | 1.63 | 1.63 | 1.63 | 1.63 | 1.63 | 1.63
2020 | Heat and Electricity | Large CHP plants | Coal: 400-700 MW | Period | years | 40 | 40 | 40 | 40 | 40 | 40 | 40 | 40 | 40 | 40 | 40 | 40 | 40 | 40 | 40 | 40 | 40 | 40 | 40 | 40 | 40 | 40 | 40 | 40 | 40 | 40 | 40 | 40 | 40
2020 | Heat and Electricity | Large CHP plants | SCGT: 40-125 MW | Investment | M€/MWe | 0.57 | 0.59 | 0.47 | 0.48 | 0.5 | 0.49 | 0.59 | 0.49 | 0.57 | 0.57 | 0.57 | 0.5 | 0.48 | 0.55 | 0.54 | 0.48 | 0.48 | 0.55 | 0.49 | 0.56 | 0.48 | 0.49 | 0.47 | 0.49 | 0.5 | 0.53 | 0.59 | 0.53 | 0.54
2020 | Heat and Electricity | Large CHP plants | SCGT: 40-125 MW | O&M | % of inv. | 3.3 | 3.3 | 3.3 | 3.3 | 3.3 | 3.3 | 3.3 | 3.3 | 3.3 | 3.3 | 3.3 | 3.3 | 3.3 | 3.3 | 3.3 | 3.3 | 3.3 | 3.3 | 3.3 | 3.3 | 3.3 | 3.3 | 3.3 | 3.3 | 3.3 | 3.3 | 3.3 | 3.3 | 3.3
2020 | Heat and Electricity | Large CHP plants | SCGT: 40-125 MW | Period | years | 25 | 25 | 25 | 25 | 25 | 25 | 25 | 25 | 25 | 25 | 25 | 25 | 25 | 25 | 25 | 25 | 25 | 25 | 25 | 25 | 25 | 25 | 25 | 25 | 25 | 25 | 25 | 25 | 25
2020 | Heat and Electricity | Heat Storage CHP | Average | Investment | M€/GWh | 2.89 | 3 | 2.46 | 2.53 | 2.6 | 2.54 | 3 | 2.55 | 2.91 | 2.92 | 2.93 | 2.61 | 2.51 | 2.84 | 2.78 | 2.5 | 2.5 | 2.83 | 2.58 | 2.88 | 2.52 | 2.55 | 2.47 | 2.55 | 2.62 | 2.72 | 2.98 | 2.76 | 2.76
2020 | Heat and Electricity | Heat Storage CHP | Average | O&M | % of inv. | 0.7 | 0.7 | 0.7 | 0.7 | 0.7 | 0.7 | 0.7 | 0.7 | 0.7 | 0.7 | 0.7 | 0.7 | 0.7 | 0.7 | 0.7 | 0.7 | 0.7 | 0.7 | 0.7 | 0.7 | 0.7 | 0.7 | 0.7 | 0.7 | 0.7 | 0.7 | 0.7 | 0.7 | 0.7
2020 | Heat and Electricity | Heat Storage CHP | Average | Period | years | 20 | 20 | 20 | 20 | 20 | 20 | 20 | 20 | 20 | 20 | 20 | 20 | 20 | 20 | 20 | 20 | 20 | 20 | 20 | 20 | 20 | 20 | 20 | 20 | 20 | 20 | 20 | 20 | 20
2020 | Heat and Electricity | Waste CHP | Average | Investment | M€/TWh/year | 207.86 | 215.91 | 176.62 | 181.53 | 186.64 | 182.61 | 215.62 | 183.2 | 208.94 | 210.12 | 210.61 | 187.33 | 180.65 | 204.42 | 199.8 | 179.86 | 179.67 | 203.73 | 185.27 | 207.17 | 180.85 | 183.6 | 177.51 | 183.2 | 188.61 | 195.38 | 214.05 | 198.04 | 198.63
2020 | Heat and Electricity | Waste CHP | Average | Period | years | 20 | 20 | 20 | 20 | 20 | 20 | 20 | 20 | 20 | 20 | 20 | 20 | 20 | 20 | 20 | 20 | 20 | 20 | 20 | 20 | 20 | 20 | 20 | 20 | 20 | 20 | 20 | 20 | 20
2020 | Heat and Electricity | Absorption HP (waste) | Absorption heat pump, district heating | Investment | M€/MWth | 0.51 | 0.56 | 0.31 | 0.34 | 0.37 | 0.35 | 0.56 | 0.35 | 0.52 | 0.52 | 0.53 | 0.38 | 0.33 | 0.49 | 0.46 | 0.33 | 0.33 | 0.48 | 0.36 | 0.51 | 0.33 | 0.35 | 0.31 | 0.35 | 0.38 | 0.43 | 0.55 | 0.45 | 0.45
2020 | Heat and Electricity | Absorption HP (waste) | Absorption heat pump, district heating | O&M | % of inv. | 0.35 | 0.35 | 0.35 | 0.35 | 0.35 | 0.35 | 0.35 | 0.35 | 0.35 | 0.35 | 0.35 | 0.35 | 0.35 | 0.35 | 0.35 | 0.35 | 0.35 | 0.35 | 0.35 | 0.35 | 0.35 | 0.35 | 0.35 | 0.35 | 0.35 | 0.35 | 0.35 | 0.35 | 0.35
2020 | Heat and Electricity | Absorption HP (waste) | Absorption heat pump, district heating | Period | years | 25 | 25 | 25 | 25 | 25 | 25 | 25 | 25 | 25 | 25 | 25 | 25 | 25 | 25 | 25 | 25 | 25 | 25 | 25 | 25 | 25 | 25 | 25 | 25 | 25 | 25 | 25 | 25 | 25
2020 | Heat and Electricity | Central DH HP | Average | Investment | M€/MWe | 2.54 | 2.64 | 2.16 | 2.22 | 2.29 | 2.24 | 2.64 | 2.24 | 2.56 | 2.57 | 2.58 | 2.29 | 2.21 | 2.5 | 2.45 | 2.2 | 2.2 | 2.49 | 2.27 | 2.54 | 2.21 | 2.25 | 2.17 | 2.24 | 2.31 | 2.39 | 2.62 | 2.42 | 2.43
2020 | Heat and Electricity | Central DH HP | Average | O&M | % of inv. | 0.3 | 0.3 | 0.3 | 0.3 | 0.3 | 0.3 | 0.3 | 0.3 | 0.3 | 0.3 | 0.3 | 0.3 | 0.3 | 0.3 | 0.3 | 0.3 | 0.3 | 0.3 | 0.3 | 0.3 | 0.3 | 0.3 | 0.3 | 0.3 | 0.3 | 0.3 | 0.3 | 0.3 | 0.3
2020 | Heat and Electricity | Central DH HP | Average | Period | years | 25 | 25 | 25 | 25 | 25 | 25 | 25 | 25 | 25 | 25 | 25 | 25 | 25 | 25 | 25 | 25 | 25 | 25 | 25 | 25 | 25 | 25 | 25 | 25 | 25 | 25 | 25 | 25 | 25
2020 | Heat and Electricity | DHP Boiler group 1 | Average | Investment | M€/MW | 0.5 | 0.52 | 0.42 | 0.43 | 0.45 | 0.44 | 0.52 | 0.44 | 0.5 | 0.5 | 0.5 | 0.45 | 0.43 | 0.49 | 0.48 | 0.43 | 0.43 | 0.49 | 0.44 | 0.49 | 0.43 | 0.44 | 0.42 | 0.44 | 0.45 | 0.47 | 0.51 | 0.47 | 0.47
2020 | Heat and Electricity | DHP Boiler group 1 | Average | O&M | % of inv. | 0 | 0 | 0 | 0 | 0 | 0 | 0 | 0 | 0 | 0 | 0 | 0 | 0 | 0 | 0 | 0 | 0 | 0 | 0 | 0 | 0 | 0 | 0 | 0 | 0 | 0 | 0 | 0 | 0
2020 | Heat and Electricity | DHP Boiler group 1 | Average | Period | years | 21.25 | 21.25 | 21.25 | 21.25 | 21.25 | 21.25 | 21.25 | 21.25 | 21.25 | 21.25 | 21.25 | 21.25 | 21.25 | 21.25 | 21.25 | 21.25 | 21.25 | 21.25 | 21.25 | 21.25 | 21.25 | 21.25 | 21.25 | 21.25 | 21.25 | 21.25 | 21.25 | 21.25 | 21.25
2020 | Heat and Electricity | Boilers gr. 2 and 3 | Gas boiler: 0,5-10 MW | Investment | M€/MWth | 0.06 | 0.06 | 0.05 | 0.05 | 0.05 | 0.05 | 0.06 | 0.05 | 0.06 | 0.06 | 0.06 | 0.05 | 0.05 | 0.06 | 0.06 | 0.05 | 0.05 | 0.06 | 0.05 | 0.06 | 0.05 | 0.05 | 0.05 | 0.05 | 0.05 | 0.05 | 0.06 | 0.06 | 0.06
2020 | Heat and Electricity | Boilers gr. 2 and 3 | Gas boiler: 0,5-10 MW | O&M | % of inv. | 3.25 | 3.25 | 3.25 | 3.25 | 3.25 | 3.25 | 3.25 | 3.25 | 3.25 | 3.25 | 3.25 | 3.25 | 3.25 | 3.25 | 3.25 | 3.25 | 3.25 | 3.25 | 3.25 | 3.25 | 3.25 | 3.25 | 3.25 | 3.25 | 3.25 | 3.25 | 3.25 | 3.25 | 3.25
2020 | Heat and Electricity | Boilers gr. 2 and 3 | Gas boiler: 0,5-10 MW | Period | years | 25 | 25 | 25 | 25 | 25 | 25 | 25 | 25 | 25 | 25 | 25 | 25 | 25 | 25 | 25 | 25 | 25 | 25 | 25 | 25 | 25 | 25 | 25 | 25 | 25 | 25 | 25 | 25 | 25
2020 | Heat and Electricity | Boilers gr. 2 and 3 | Straw boiler: 1-12 MW | Investment | M€/MWth | 0.77 | 0.8 | 0.66 | 0.67 | 0.69 | 0.68 | 0.8 | 0.68 | 0.78 | 0.78 | 0.78 | 0.7 | 0.67 | 0.76 | 0.74 | 0.67 | 0.67 | 0.76 | 0.69 | 0.77 | 0.67 | 0.68 | 0.66 | 0.68 | 0.7 | 0.72 | 0.79 | 0.73 | 0.74
2020 | Heat and Electricity | Boilers gr. 2 and 3 | Straw boiler: 1-12 MW | Period | years | 20 | 20 | 20 | 20 | 20 | 20 | 20 | 20 | 20 | 20 | 20 | 20 | 20 | 20 | 20 | 20 | 20 | 20 | 20 | 20 | 20 | 20 | 20 | 20 | 20 | 20 | 20 | 20 | 20
2020 | Heat and Electricity | Boilers gr. 2 and 3 | Wood-pellets: <2 MW | Investment | M€/MWth | 0.39 | 0.4 | 0.33 | 0.34 | 0.35 | 0.34 | 0.4 | 0.34 | 0.39 | 0.39 | 0.39 | 0.35 | 0.34 | 0.38 | 0.37 | 0.33 | 0.33 | 0.38 | 0.34 | 0.38 | 0.34 | 0.34 | 0.33 | 0.34 | 0.35 | 0.36 | 0.4 | 0.37 | 0.37
2020 | Heat and Electricity | Boilers gr. 2 and 3 | Wood-pellets: <2 MW | Period | years | 20 | 20 | 20 | 20 | 20 | 20 | 20 | 20 | 20 | 20 | 20 | 20 | 20 | 20 | 20 | 20 | 20 | 20 | 20 | 20 | 20 | 20 | 20 | 20 | 20 | 20 | 20 | 20 | 20
2020 | Heat and Electricity | Boilers gr. 2 and 3 | Woodchip boiler: 1-12 MW | Investment | M€/MWth | 0.77 | 0.8 | 0.66 | 0.67 | 0.69 | 0.68 | 0.8 | 0.68 | 0.78 | 0.78 | 0.78 | 0.7 | 0.67 | 0.76 | 0.74 | 0.67 | 0.67 | 0.76 | 0.69 | 0.77 | 0.67 | 0.68 | 0.66 | 0.68 | 0.7 | 0.72 | 0.79 | 0.73 | 0.74
2020 | Heat and Electricity | Boilers gr. 2 and 3 | Woodchip boiler: 1-12 MW | Period | years | 20 | 20 | 20 | 20 | 20 | 20 | 20 | 20 | 20 | 20 | 20 | 20 | 20 | 20 | 20 | 20 | 20 | 20 | 20 | 20 | 20 | 20 | 20 | 20 | 20 | 20 | 20 | 20 | 20
2020 | Heat and Electricity | Large Power plants | CCGT: 10-100 MW | Investment | M€/MWe | 1.22 | 1.3 | 0.9 | 0.95 | 1 | 0.96 | 1.3 | 0.97 | 1.23 | 1.24 | 1.25 | 1.01 | 0.94 | 1.19 | 1.14 | 0.93 | 0.93 | 1.18 | 0.99 | 1.21 | 0.94 | 0.97 | 0.91 | 0.97 | 1.02 | 1.09 | 1.28 | 1.12 | 1.13
2020 | Heat and Electricity | Large Power plants | CCGT: 10-100 MW | O&M | % of inv. | 2.25 | 2.25 | 2.25 | 2.25 | 2.25 | 2.25 | 2.25 | 2.25 | 2.25 | 2.25 | 2.25 | 2.25 | 2.25 | 2.25 | 2.25 | 2.25 | 2.25 | 2.25 | 2.25 | 2.25 | 2.25 | 2.25 | 2.25 | 2.25 | 2.25 | 2.25 | 2.25 | 2.25 | 2.25
2020 | Heat and Electricity | Large Power plants | CCGT: 10-100 MW | Period | years | 25 | 25 | 25 | 25 | 25 | 25 | 25 | 25 | 25 | 25 | 25 | 25 | 25 | 25 | 25 | 25 | 25 | 25 | 25 | 25 | 25 | 25 | 25 | 25 | 25 | 25 | 25 | 25 | 25
2020 | Heat and Electricity | Large Power plants | CCGT: 100-500 MW | Investment | M€/MWe | 0.83 | 0.88 | 0.61 | 0.64 | 0.68 | 0.65 | 0.88 | 0.66 | 0.83 | 0.84 | 0.85 | 0.68 | 0.64 | 0.8 | 0.77 | 0.63 | 0.63 | 0.8 | 0.67 | 0.82 | 0.64 | 0.66 | 0.62 | 0.66 | 0.69 | 0.74 | 0.87 | 0.76 | 0.76
2020 | Heat and Electricity | Large Power plants | CCGT: 100-500 MW | O&M | % of inv. | 3.33 | 3.33 | 3.33 | 3.33 | 3.33 | 3.33 | 3.33 | 3.33 | 3.33 | 3.33 | 3.33 | 3.33 | 3.33 | 3.33 | 3.33 | 3.33 | 3.33 | 3.33 | 3.33 | 3.33 | 3.33 | 3.33 | 3.33 | 3.33 | 3.33 | 3.33 | 3.33 | 3.33 | 3.33
2020 | Heat and Electricity | Large Power plants | CCGT: 100-500 MW | Period | years | 25 | 25 | 25 | 25 | 25 | 25 | 25 | 25 | 25 | 25 | 25 | 25 | 25 | 25 | 25 | 25 | 25 | 25 | 25 | 25 | 25 | 25 | 25 | 25 | 25 | 25 | 25 | 25 | 25
2020 | Heat and Electricity | Large Power plants | Coal: 400-700 MW | Investment | M€/MWe | 1.78 | 1.9 | 1.32 | 1.39 | 1.47 | 1.41 | 1.9 | 1.41 | 1.8 | 1.82 | 1.82 | 1.48 | 1.38 | 1.73 | 1.66 | 1.36 | 1.36 | 1.72 | 1.45 | 1.77 | 1.38 | 1.42 | 1.33 | 1.41 | 1.5 | 1.6 | 1.88 | 1.64 | 1.65
2020 | Heat and Electricity | Large Power plants | Coal: 400-700 MW | O&M | % of inv. | 1.63 | 1.63 | 1.63 | 1.63 | 1.63 | 1.63 | 1.63 | 1.63 | 1.63 | 1.63 | 1.63 | 1.63 | 1.63 | 1.63 | 1.63 | 1.63 | 1.63 | 1.63 | 1.63 | 1.63 | 1.63 | 1.63 | 1.63 | 1.63 | 1.63 | 1.63 | 1.63 | 1.63 | 1.63
2020 | Heat and Electricity | Large Power plants | Coal: 400-700 MW | Period | years | 40 | 40 | 40 | 40 | 40 | 40 | 40 | 40 | 40 | 40 | 40 | 40 | 40 | 40 | 40 | 40 | 40 | 40 | 40 | 40 | 40 | 40 | 40 | 40 | 40 | 40 | 40 | 40 | 40
2020 | Heat and Electricity | Large Power plants | SCGT: 40-125 MW | Investment | M€/MWe | 0.55 | 0.59 | 0.41 | 0.43 | 0.46 | 0.44 | 0.59 | 0.44 | 0.56 | 0.56 | 0.57 | 0.46 | 0.43 | 0.54 | 0.52 | 0.42 | 0.42 | 0.53 | 0.45 | 0.55 | 0.43 | 0.44 | 0.41 | 0.44 | 0.46 | 0.5 | 0.58 | 0.51 | 0.51
2020 | Heat and Electricity | Large Power plants | SCGT: 40-125 MW | O&M | % of inv. | 3.3 | 3.3 | 3.3 | 3.3 | 3.3 | 3.3 | 3.3 | 3.3 | 3.3 | 3.3 | 3.3 | 3.3 | 3.3 | 3.3 | 3.3 | 3.3 | 3.3 | 3.3 | 3.3 | 3.3 | 3.3 | 3.3 | 3.3 | 3.3 | 3.3 | 3.3 | 3.3 | 3.3 | 3.3
2020 | Heat and Electricity | Large Power plants | SCGT: 40-125 MW | Period | years | 25 | 25 | 25 | 25 | 25 | 25 | 25 | 25 | 25 | 25 | 25 | 25 | 25 | 25 | 25 | 25 | 25 | 25 | 25 | 25 | 25 | 25 | 25 | 25 | 25 | 25 | 25 | 25 | 25
2020 | Heat and Electricity | Pump hydro | Average | Investment | M€/MWe | 0.58 | 0.6 | 0.49 | 0.51 | 0.52 | 0.51 | 0.6 | 0.51 | 0.58 | 0.58 | 0.59 | 0.52 | 0.5 | 0.57 | 0.56 | 0.5 | 0.5 | 0.57 | 0.52 | 0.58 | 0.5 | 0.51 | 0.49 | 0.51 | 0.52 | 0.54 | 0.6 | 0.55 | 0.55
2020 | Heat and Electricity | Pump hydro | Average | O&M | % of inv. | 1.5 | 1.5 | 1.5 | 1.5 | 1.5 | 1.5 | 1.5 | 1.5 | 1.5 | 1.5 | 1.5 | 1.5 | 1.5 | 1.5 | 1.5 | 1.5 | 1.5 | 1.5 | 1.5 | 1.5 | 1.5 | 1.5 | 1.5 | 1.5 | 1.5 | 1.5 | 1.5 | 1.5 | 1.5
2020 | Heat and Electricity | Pump hydro | Average | Period | years | 50 | 50 | 50 | 50 | 50 | 50 | 50 | 50 | 50 | 50 | 50 | 50 | 50 | 50 | 50 | 50 | 50 | 50 | 50 | 50 | 50 | 50 | 50 | 50 | 50 | 50 | 50 | 50 | 50
2020 | Heat and Electricity | Pumped storage | Average | Investment | M€/GWh | 7.66 | 8.04 | 6.19 | 6.42 | 6.66 | 6.48 | 8.03 | 6.5 | 7.71 | 7.77 | 7.79 | 6.7 | 6.38 | 7.5 | 7.28 | 6.35 | 6.34 | 7.47 | 6.6 | 7.63 | 6.39 | 6.52 | 6.24 | 6.5 | 6.76 | 7.08 | 7.95 | 7.2 | 7.23
2020 | Heat and Electricity | Pumped storage | Average | O&M | % of inv. | 1.5 | 1.5 | 1.5 | 1.5 | 1.5 | 1.5 | 1.5 | 1.5 | 1.5 | 1.5 | 1.5 | 1.5 | 1.5 | 1.5 | 1.5 | 1.5 | 1.5 | 1.5 | 1.5 | 1.5 | 1.5 | 1.5 | 1.5 | 1.5 | 1.5 | 1.5 | 1.5 | 1.5 | 1.5
2020 | Heat and Electricity | Pumped storage | Average | Period | years | 50 | 50 | 50 | 50 | 50 | 50 | 50 | 50 | 50 | 50 | 50 | 50 | 50 | 50 | 50 | 50 | 50 | 50 | 50 | 50 | 50 | 50 | 50 | 50 | 50 | 50 | 50 | 50 | 50
2020 | Heat and Electricity | Industrial CHP heating | Average | Investment | M€/TWh/year | 61.66 | 65.96 | 44.97 | 47.6 | 50.32 | 48.17 | 65.8 | 48.49 | 62.23 | 62.86 | 63.12 | 50.69 | 47.12 | 59.82 | 57.35 | 46.7 | 46.6 | 59.45 | 49.59 | 61.29 | 47.23 | 48.7 | 45.45 | 48.49 | 51.37 | 54.99 | 64.96 | 56.41 | 56.72
2020 | Heat and Electricity | Industrial CHP electricity | Average | Investment | M€/TWh/year | 63.43 | 65.89 | 53.9 | 55.4 | 56.96 | 55.73 | 65.8 | 55.91 | 63.76 | 64.12 | 64.27 | 57.17 | 55.13 | 62.38 | 60.97 | 54.89 | 54.83 | 62.17 | 56.54 | 63.22 | 55.19 | 56.03 | 54.17 | 55.91 | 57.56 | 59.62 | 65.32 | 60.43 | 60.61
2020 | Heat and Electricity | Industrial CHP electricity | Average | O&M | % of inv. | 2.13 | 2.13 | 2.13 | 2.13 | 2.13 | 2.13 | 2.13 | 2.13 | 2.13 | 2.13 | 2.13 | 2.13 | 2.13 | 2.13 | 2.13 | 2.13 | 2.13 | 2.13 | 2.13 | 2.13 | 2.13 | 2.13 | 2.13 | 2.13 | 2.13 | 2.13 | 2.13 | 2.13 | 2.13
2020 | Heat and Electricity | Industrial CHP heating | Average | O&M | % of inv. | 2.13 | 2.13 | 2.13 | 2.13 | 2.13 | 2.13 | 2.13 | 2.13 | 2.13 | 2.13 | 2.13 | 2.13 | 2.13 | 2.13 | 2.13 | 2.13 | 2.13 | 2.13 | 2.13 | 2.13 | 2.13 | 2.13 | 2.13 | 2.13 | 2.13 | 2.13 | 2.13 | 2.13 | 2.13
2020 | Heat and Electricity | Industrial CHP heating | Average | Period | years | 31 | 31 | 31 | 31 | 31 | 31 | 31 | 31 | 31 | 31 | 31 | 31 | 31 | 31 | 31 | 31 | 31 | 31 | 31 | 31 | 31 | 31 | 31 | 31 | 31 | 31 | 31 | 31 | 31
2020 | Heat and Electricity | Industrial CHP electricity | Average | Period | years | 31 | 31 | 31 | 31 | 31 | 31 | 31 | 31 | 31 | 31 | 31 | 31 | 31 | 31 | 31 | 31 | 31 | 31 | 31 | 31 | 31 | 31 | 31 | 31 | 31 | 31 | 31 | 31 | 31
2020 | Renewable Energy | Onshore wind power | Large wind turbines on land | Investment | M€/MWe | 0.95 | 0.99 | 0.77 | 0.79 | 0.82 | 0.8 | 0.99 | 0.8 | 0.95 | 0.96 | 0.96 | 0.83 | 0.79 | 0.93 | 0.9 | 0.78 | 0.78 | 0.92 | 0.82 | 0.94 | 0.79 | 0.81 | 0.77 | 0.8 | 0.83 | 0.87 | 0.98 | 0.89 | 0.89
2020 | Renewable Energy | Onshore wind power | Large wind turbines on land | O&M | % of inv. | 3.2 | 3.2 | 3.2 | 3.2 | 3.2 | 3.2 | 3.2 | 3.2 | 3.2 | 3.2 | 3.2 | 3.2 | 3.2 | 3.2 | 3.2 | 3.2 | 3.2 | 3.2 | 3.2 | 3.2 | 3.2 | 3.2 | 3.2 | 3.2 | 3.2 | 3.2 | 3.2 | 3.2 | 3.2
2020 | Renewable Energy | Onshore wind power | Large wind turbines on land | Period | years | 27 | 27 | 27 | 27 | 27 | 27 | 27 | 27 | 27 | 27 | 27 | 27 | 27 | 27 | 27 | 27 | 27 | 27 | 27 | 27 | 27 | 27 | 27 | 27 | 27 | 27 | 27 | 27 | 27
2020 | Renewable Energy | Offshore wind power | Large wind turbines off-shore | Investment | M€/MWe | 2.07 | 2.31 | 1.16 | 1.3 | 1.45 | 1.33 | 2.3 | 1.35 | 2.1 | 2.14 | 2.15 | 1.47 | 1.27 | 1.97 | 1.84 | 1.25 | 1.25 | 1.95 | 1.41 | 2.05 | 1.28 | 1.36 | 1.18 | 1.35 | 1.51 | 1.71 | 2.25 | 1.78 | 1.8
2020 | Renewable Energy | Offshore wind power | Large wind turbines off-shore | O&M | % of inv. | 1.93 | 1.93 | 1.93 | 1.93 | 1.93 | 1.93 | 1.93 | 1.93 | 1.93 | 1.93 | 1.93 | 1.93 | 1.93 | 1.93 | 1.93 | 1.93 | 1.93 | 1.93 | 1.93 | 1.93 | 1.93 | 1.93 | 1.93 | 1.93 | 1.93 | 1.93 | 1.93 | 1.93 | 1.93
2020 | Renewable Energy | Offshore wind power | Large wind turbines off-shore | Period | years | 27 | 27 | 27 | 27 | 27 | 27 | 27 | 27 | 27 | 27 | 27 | 27 | 27 | 27 | 27 | 27 | 27 | 27 | 27 | 27 | 27 | 27 | 27 | 27 | 27 | 27 | 27 | 27 | 27
2020 | Renewable Energy | Offshore wind power | Large wind turbines off-shore, near-shore | Investment | M€/MWe | 1.8 | 2.01 | 1.01 | 1.13 | 1.26 | 1.16 | 2 | 1.17 | 1.83 | 1.86 | 1.87 | 1.28 | 1.11 | 1.71 | 1.6 | 1.09 | 1.08 | 1.7 | 1.23 | 1.78 | 1.11 | 1.18 | 1.03 | 1.17 | 1.31 | 1.48 | 1.96 | 1.55 | 1.57
2020 | Renewable Energy | Offshore wind power | Large wind turbines off-shore, near-shore | O&M | % of inv. | 1.99 | 1.99 | 1.99 | 1.99 | 1.99 | 1.99 | 1.99 | 1.99 | 1.99 | 1.99 | 1.99 | 1.99 | 1.99 | 1.99 | 1.99 | 1.99 | 1.99 | 1.99 | 1.99 | 1.99 | 1.99 | 1.99 | 1.99 | 1.99 | 1.99 | 1.99 | 1.99 | 1.99 | 1.99
2020 | Renewable Energy | Offshore wind power | Large wind turbines off-shore, near-shore | Period | years | 27 | 27 | 27 | 27 | 27 | 27 | 27 | 27 | 27 | 27 | 27 | 27 | 27 | 27 | 27 | 27 | 27 | 27 | 27 | 27 | 27 | 27 | 27 | 27 | 27 | 27 | 27 | 27 | 27
2020 | Renewable Energy | Photo Voltaic | Small residential system | Investment | M€/MWe | 1.21 | 1.25 | 1.05 | 1.07 | 1.1 | 1.08 | 1.25 | 1.08 | 1.22 | 1.22 | 1.22 | 1.1 | 1.07 | 1.19 | 1.17 | 1.06 | 1.06 | 1.19 | 1.09 | 1.21 | 1.07 | 1.08 | 1.05 | 1.08 | 1.11 | 1.14 | 1.24 | 1.16 | 1.16
2020 | Renewable Energy | Photo Voltaic | Small residential system | O&M | % of inv. | 1 | 1 | 1 | 1 | 1 | 1 | 1 | 1 | 1 | 1 | 1 | 1 | 1 | 1 | 1 | 1 | 1 | 1 | 1 | 1 | 1 | 1 | 1 | 1 | 1 | 1 | 1 | 1 | 1
2020 | Renewable Energy | Photo Voltaic | Small residential system | Period | years | 35 | 35 | 35 | 35 | 35 | 35 | 35 | 35 | 35 | 35 | 35 | 35 | 35 | 35 | 35 | 35 | 35 | 35 | 35 | 35 | 35 | 35 | 35 | 35 | 35 | 35 | 35 | 35 | 35
2020 | Renewable Energy | Wave power | Average | Investment | M€/MWe | 5.77 | 6.42 | 3.22 | 3.62 | 4.03 | 3.71 | 6.4 | 3.75 | 5.85 | 5.95 | 5.99 | 4.09 | 3.55 | 5.49 | 5.11 | 3.48 | 3.47 | 5.43 | 3.92 | 5.71 | 3.56 | 3.79 | 3.29 | 3.75 | 4.19 | 4.75 | 6.27 | 4.96 | 5.01
2020 | Renewable Energy | Wave power | Average | Investment | M€/MWe | 6.92 | 7.9 | 3.11 | 3.71 | 4.33 | 3.84 | 7.86 | 3.91 | 7.05 | 7.19 | 7.25 | 4.41 | 3.6 | 6.5 | 5.93 | 3.5 | 3.48 | 6.41 | 4.16 | 6.83 | 3.62 | 3.96 | 3.22 | 3.91 | 4.57 | 5.39 | 7.67 | 5.72 | 5.79
2020 | Renewable Energy | Wave power | Average | O&M | % of inv. | 4.1 | 4.1 | 4.1 | 4.1 | 4.1 | 4.1 | 4.1 | 4.1 | 4.1 | 4.1 | 4.1 | 4.1 | 4.1 | 4.1 | 4.1 | 4.1 | 4.1 | 4.1 | 4.1 | 4.1 | 4.1 | 4.1 | 4.1 | 4.1 | 4.1 | 4.1 | 4.1 | 4.1 | 4.1
2020 | Renewable Energy | Wave power | Average | O&M | % of inv. | 1.68 | 1.68 | 1.68 | 1.68 | 1.68 | 1.68 | 1.68 | 1.68 | 1.68 | 1.68 | 1.68 | 1.68 | 1.68 | 1.68 | 1.68 | 1.68 | 1.68 | 1.68 | 1.68 | 1.68 | 1.68 | 1.68 | 1.68 | 1.68 | 1.68 | 1.68 | 1.68 | 1.68 | 1.68
2020 | Renewable Energy | Wave power | Average | Period | years | 20 | 20 | 20 | 20 | 20 | 20 | 20 | 20 | 20 | 20 | 20 | 20 | 20 | 20 | 20 | 20 | 20 | 20 | 20 | 20 | 20 | 20 | 20 | 20 | 20 | 20 | 20 | 20 | 20
2020 | Renewable Energy | Wave power | Average | Period | years | 20 | 20 | 20 | 20 | 20 | 20 | 20 | 20 | 20 | 20 | 20 | 20 | 20 | 20 | 20 | 20 | 20 | 20 | 20 | 20 | 20 | 20 | 20 | 20 | 20 | 20 | 20 | 20 | 20
2020 | Renewable Energy | Photo Voltaic | Large scale utility system | Investment | M€/MWe | 0.8 | 0.83 | 0.69 | 0.71 | 0.73 | 0.72 | 0.83 | 0.72 | 0.81 | 0.81 | 0.81 | 0.73 | 0.71 | 0.79 | 0.78 | 0.71 | 0.71 | 0.79 | 0.72 | 0.8 | 0.71 | 0.72 | 0.7 | 0.72 | 0.74 | 0.76 | 0.82 | 0.77 | 0.77
2020 | Renewable Energy | Photo Voltaic | Large scale utility system | O&M | % of inv. | 1.31 | 1.31 | 1.31 | 1.31 | 1.31 | 1.31 | 1.31 | 1.31 | 1.31 | 1.31 | 1.31 | 1.31 | 1.31 | 1.31 | 1.31 | 1.31 | 1.31 | 1.31 | 1.31 | 1.31 | 1.31 | 1.31 | 1.31 | 1.31 | 1.31 | 1.31 | 1.31 | 1.31 | 1.31
2020 | Renewable Energy | Photo Voltaic | Large scale utility system | Period | years | 35 | 35 | 35 | 35 | 35 | 35 | 35 | 35 | 35 | 35 | 35 | 35 | 35 | 35 | 35 | 35 | 35 | 35 | 35 | 35 | 35 | 35 | 35 | 35 | 35 | 35 | 35 | 35 | 35
2020 | Renewable Energy | Tidal Power | Average | Investment | M€/MWe | 4.71 | 4.98 | 3.66 | 3.82 | 4 | 3.86 | 4.97 | 3.88 | 4.75 | 4.79 | 4.8 | 4.02 | 3.79 | 4.6 | 4.44 | 3.77 | 3.76 | 4.57 | 3.95 | 4.69 | 3.8 | 3.89 | 3.69 | 3.88 | 4.06 | 4.29 | 4.92 | 4.38 | 4.4
2020 | Renewable Energy | Tidal Power | Average | O&M | % of inv. | 3.6 | 3.6 | 3.6 | 3.6 | 3.6 | 3.6 | 3.6 | 3.6 | 3.6 | 3.6 | 3.6 | 3.6 | 3.6 | 3.6 | 3.6 | 3.6 | 3.6 | 3.6 | 3.6 | 3.6 | 3.6 | 3.6 | 3.6 | 3.6 | 3.6 | 3.6 | 3.6 | 3.6 | 3.6
2020 | Renewable Energy | Tidal Power | Average | Period | years | 20 | 20 | 20 | 20 | 20 | 20 | 20 | 20 | 20 | 20 | 20 | 20 | 20 | 20 | 20 | 20 | 20 | 20 | 20 | 20 | 20 | 20 | 20 | 20 | 20 | 20 | 20 | 20 | 20
2020 | Renewable Energy | Photo Voltaic | Medium sized commercial system | Investment | M€/MWe | 1.03 | 1.07 | 0.89 | 0.91 | 0.94 | 0.92 | 1.07 | 0.92 | 1.04 | 1.04 | 1.04 | 0.94 | 0.91 | 1.02 | 1 | 0.91 | 0.91 | 1.01 | 0.93 | 1.03 | 0.91 | 0.92 | 0.9 | 0.92 | 0.95 | 0.98 | 1.06 | 0.99 | 0.99
2020 | Renewable Energy | Photo Voltaic | Medium sized commercial system | O&M | % of inv. | 1 | 1 | 1 | 1 | 1 | 1 | 1 | 1 | 1 | 1 | 1 | 1 | 1 | 1 | 1 | 1 | 1 | 1 | 1 | 1 | 1 | 1 | 1 | 1 | 1 | 1 | 1 | 1 | 1
2020 | Renewable Energy | Photo Voltaic | Medium sized commercial system | Period | years | 35 | 35 | 35 | 35 | 35 | 35 | 35 | 35 | 35 | 35 | 35 | 35 | 35 | 35 | 35 | 35 | 35 | 35 | 35 | 35 | 35 | 35 | 35 | 35 | 35 | 35 | 35 | 35 | 35
2020 | Renewable Energy | CSP solar power | Average | Investment | M€/MWe | 4.82 | 5.1 | 3.74 | 3.91 | 4.09 | 3.95 | 5.09 | 3.97 | 4.86 | 4.9 | 4.91 | 4.11 | 3.88 | 4.7 | 4.54 | 3.85 | 3.85 | 4.68 | 4.04 | 4.79 | 3.89 | 3.98 | 3.77 | 3.97 | 4.15 | 4.39 | 5.03 | 4.48 | 4.5
2020 | Renewable Energy | CSP solar power | Average | O&M | % of inv. | 4 | 4 | 4 | 4 | 4 | 4 | 4 | 4 | 4 | 4 | 4 | 4 | 4 | 4 | 4 | 4 | 4 | 4 | 4 | 4 | 4 | 4 | 4 | 4 | 4 | 4 | 4 | 4 | 4
2020 | Renewable Energy | CSP solar power | Average | Period | years | 30 | 30 | 30 | 30 | 30 | 30 | 30 | 30 | 30 | 30 | 30 | 30 | 30 | 30 | 30 | 30 | 30 | 30 | 30 | 30 | 30 | 30 | 30 | 30 | 30 | 30 | 30 | 30 | 30
2020 | Renewable Energy | River hydro | Average | Investment | M€/MWe | 6 | 6.34 | 4.66 | 4.87 | 5.09 | 4.91 | 6.33 | 4.94 | 6.04 | 6.09 | 6.11 | 5.12 | 4.83 | 5.85 | 5.65 | 4.8 | 4.79 | 5.82 | 5.03 | 5.97 | 4.84 | 4.96 | 4.69 | 4.94 | 5.17 | 5.46 | 6.26 | 5.57 | 5.6
2020 | Renewable Energy | River hydro | Average | O&M | % of inv. | 1.5 | 1.5 | 1.5 | 1.5 | 1.5 | 1.5 | 1.5 | 1.5 | 1.5 | 1.5 | 1.5 | 1.5 | 1.5 | 1.5 | 1.5 | 1.5 | 1.5 | 1.5 | 1.5 | 1.5 | 1.5 | 1.5 | 1.5 | 1.5 | 1.5 | 1.5 | 1.5 | 1.5 | 1.5
2020 | Renewable Energy | River hydro | Average | Period | years | 60 | 60 | 60 | 60 | 60 | 60 | 60 | 60 | 60 | 60 | 60 | 60 | 60 | 60 | 60 | 60 | 60 | 60 | 60 | 60 | 60 | 60 | 60 | 60 | 60 | 60 | 60 | 60 | 60
2020 | Renewable Energy | Dammed Hydro power | Average | Investment | M€/MWe | 2.69 | 2.84 | 2.09 | 2.18 | 2.28 | 2.2 | 2.84 | 2.21 | 2.71 | 2.73 | 2.74 | 2.29 | 2.16 | 2.62 | 2.53 | 2.15 | 2.15 | 2.61 | 2.25 | 2.67 | 2.17 | 2.22 | 2.1 | 2.21 | 2.32 | 2.45 | 2.81 | 2.5 | 2.51
2020 | Renewable Energy | Dammed Hydro Storage | Average | Investment | M€/GWh | 7.66 | 8.04 | 6.19 | 6.42 | 6.66 | 6.48 | 8.03 | 6.5 | 7.71 | 7.77 | 7.79 | 6.7 | 6.38 | 7.5 | 7.28 | 6.35 | 6.34 | 7.47 | 6.6 | 7.63 | 6.39 | 6.52 | 6.24 | 6.5 | 6.76 | 7.08 | 7.95 | 7.2 | 7.23
2020 | Renewable Energy | Dammed Hydro power | Average | O&M | % of inv. | 1.25 | 1.25 | 1.25 | 1.25 | 1.25 | 1.25 | 1.25 | 1.25 | 1.25 | 1.25 | 1.25 | 1.25 | 1.25 | 1.25 | 1.25 | 1.25 | 1.25 | 1.25 | 1.25 | 1.25 | 1.25 | 1.25 | 1.25 | 1.25 | 1.25 | 1.25 | 1.25 | 1.25 | 1.25
2020 | Renewable Energy | Dammed Hydro Storage | Average | O&M | % of inv. | 1.5 | 1.5 | 1.5 | 1.5 | 1.5 | 1.5 | 1.5 | 1.5 | 1.5 | 1.5 | 1.5 | 1.5 | 1.5 | 1.5 | 1.5 | 1.5 | 1.5 | 1.5 | 1.5 | 1.5 | 1.5 | 1.5 | 1.5 | 1.5 | 1.5 | 1.5 | 1.5 | 1.5 | 1.5
2020 | Renewable Energy | Dammed Hydro power | Average | Period | years | 60 | 60 | 60 | 60 | 60 | 60 | 60 | 60 | 60 | 60 | 60 | 60 | 60 | 60 | 60 | 60 | 60 | 60 | 60 | 60 | 60 | 60 | 60 | 60 | 60 | 60 | 60 | 60 | 60
2020 | Renewable Energy | Dammed Hydro Storage | Average | Period | years | 50 | 50 | 50 | 50 | 50 | 50 | 50 | 50 | 50 | 50 | 50 | 50 | 50 | 50 | 50 | 50 | 50 | 50 | 50 | 50 | 50 | 50 | 50 | 50 | 50 | 50 | 50 | 50 | 50
2020 | Renewable Energy | Hydro pump | Average | Investment | M€/MWe | 0.7 | 0.74 | 0.54 | 0.56 | 0.59 | 0.57 | 0.73 | 0.57 | 0.7 | 0.71 | 0.71 | 0.59 | 0.56 | 0.68 | 0.66 | 0.56 | 0.56 | 0.68 | 0.58 | 0.69 | 0.56 | 0.58 | 0.54 | 0.57 | 0.6 | 0.63 | 0.73 | 0.65 | 0.65
2020 | Renewable Energy | Hydro pump | Average | Investment | M€/MWe | 0.58 | 0.6 | 0.49 | 0.51 | 0.52 | 0.51 | 0.6 | 0.51 | 0.58 | 0.58 | 0.59 | 0.52 | 0.5 | 0.57 | 0.56 | 0.5 | 0.5 | 0.57 | 0.52 | 0.58 | 0.5 | 0.51 | 0.49 | 0.51 | 0.52 | 0.54 | 0.6 | 0.55 | 0.55
2020 | Renewable Energy | Hydro pump | Average | O&M | % of inv. | 1.5 | 1.5 | 1.5 | 1.5 | 1.5 | 1.5 | 1.5 | 1.5 | 1.5 | 1.5 | 1.5 | 1.5 | 1.5 | 1.5 | 1.5 | 1.5 | 1.5 | 1.5 | 1.5 | 1.5 | 1.5 | 1.5 | 1.5 | 1.5 | 1.5 | 1.5 | 1.5 | 1.5 | 1.5
2020 | Renewable Energy | Hydro pump | Average | O&M | % of inv. | 1.5 | 1.5 | 1.5 | 1.5 | 1.5 | 1.5 | 1.5 | 1.5 | 1.5 | 1.5 | 1.5 | 1.5 | 1.5 | 1.5 | 1.5 | 1.5 | 1.5 | 1.5 | 1.5 | 1.5 | 1.5 | 1.5 | 1.5 | 1.5 | 1.5 | 1.5 | 1.5 | 1.5 | 1.5
2020 | Renewable Energy | Hydro pump | Average | Period | years | 50 | 50 | 50 | 50 | 50 | 50 | 50 | 50 | 50 | 50 | 50 | 50 | 50 | 50 | 50 | 50 | 50 | 50 | 50 | 50 | 50 | 50 | 50 | 50 | 50 | 50 | 50 | 50 | 50
2020 | Renewable Energy | Hydro pump | Average | Period | years | 60 | 60 | 60 | 60 | 60 | 60 | 60 | 60 | 60 | 60 | 60 | 60 | 60 | 60 | 60 | 60 | 60 | 60 | 60 | 60 | 60 | 60 | 60 | 60 | 60 | 60 | 60 | 60 | 60
2020 | Renewable Energy | Geothermal heating | Average | Investment | M€/TWh/year | 238.75 | 250.43 | 193.48 | 200.6 | 208 | 202.16 | 250 | 203.02 | 240.32 | 242.03 | 242.74 | 209 | 199.32 | 233.77 | 227.08 | 198.18 | 197.89 | 232.77 | 206.01 | 237.76 | 199.6 | 203.59 | 194.76 | 203.02 | 210.85 | 220.67 | 247.72 | 224.52 | 225.37
2020 | Renewable Energy | Geothermal heating | Average | O&M | % of inv. | 2.45 | 2.45 | 2.45 | 2.45 | 2.45 | 2.45 | 2.45 | 2.45 | 2.45 | 2.45 | 2.45 | 2.45 | 2.45 | 2.45 | 2.45 | 2.45 | 2.45 | 2.45 | 2.45 | 2.45 | 2.45 | 2.45 | 2.45 | 2.45 | 2.45 | 2.45 | 2.45 | 2.45 | 2.45
2020 | Renewable Energy | Geothermal Electricity | Average | O&M | % of inv. | 1.6 | 1.6 | 1.6 | 1.6 | 1.6 | 1.6 | 1.6 | 1.6 | 1.6 | 1.6 | 1.6 | 1.6 | 1.6 | 1.6 | 1.6 | 1.6 | 1.6 | 1.6 | 1.6 | 1.6 | 1.6 | 1.6 | 1.6 | 1.6 | 1.6 | 1.6 | 1.6 | 1.6 | 1.6
2020 | Renewable Energy | Geothermal heating | Average | Period | years | 25 | 25 | 25 | 25 | 25 | 25 | 25 | 25 | 25 | 25 | 25 | 25 | 25 | 25 | 25 | 25 | 25 | 25 | 25 | 25 | 25 | 25 | 25 | 25 | 25 | 25 | 25 | 25 | 25
2020 | Renewable Energy | Geothermal Electricity | Average | Period | years | 30 | 30 | 30 | 30 | 30 | 30 | 30 | 30 | 30 | 30 | 30 | 30 | 30 | 30 | 30 | 30 | 30 | 30 | 30 | 30 | 30 | 30 | 30 | 30 | 30 | 30 | 30 | 30 | 30
2020 | Renewable Energy | Solar thermal DH | Average | Investment | M€/TWh/year | 372.11 | 386.53 | 316.19 | 324.98 | 334.12 | 326.91 | 386 | 327.97 | 374.04 | 376.15 | 377.03 | 335.35 | 323.4 | 365.95 | 357.69 | 321.99 | 321.64 | 364.72 | 331.66 | 370.88 | 323.75 | 328.67 | 317.77 | 327.97 | 337.64 | 349.77 | 383.19 | 354.52 | 355.58
2020 | Renewable Energy | Solar thermal DH | Average | O&M | % of inv. | 0.12 | 0.12 | 0.12 | 0.12 | 0.12 | 0.12 | 0.12 | 0.12 | 0.12 | 0.12 | 0.12 | 0.12 | 0.12 | 0.12 | 0.12 | 0.12 | 0.12 | 0.12 | 0.12 | 0.12 | 0.12 | 0.12 | 0.12 | 0.12 | 0.12 | 0.12 | 0.12 | 0.12 | 0.12
2020 | Renewable Energy | Solar thermal DH | Average | Period | years | 30 | 30 | 30 | 30 | 30 | 30 | 30 | 30 | 30 | 30 | 30 | 30 | 30 | 30 | 30 | 30 | 30 | 30 | 30 | 30 | 30 | 30 | 30 | 30 | 30 | 30 | 30 | 30 | 30
2020 | Renewable Energy | Heat storage solar | Average | Investment | M€/GWh | 0.47 | 0.5 | 0.36 | 0.38 | 0.4 | 0.39 | 0.5 | 0.39 | 0.48 | 0.48 | 0.48 | 0.4 | 0.38 | 0.46 | 0.44 | 0.38 | 0.37 | 0.46 | 0.39 | 0.47 | 0.38 | 0.39 | 0.37 | 0.39 | 0.41 | 0.43 | 0.49 | 0.44 | 0.44
2020 | Renewable Energy | Heat storage solar | Average | O&M | % of inv. | 0.7 | 0.7 | 0.7 | 0.7 | 0.7 | 0.7 | 0.7 | 0.7 | 0.7 | 0.7 | 0.7 | 0.7 | 0.7 | 0.7 | 0.7 | 0.7 | 0.7 | 0.7 | 0.7 | 0.7 | 0.7 | 0.7 | 0.7 | 0.7 | 0.7 | 0.7 | 0.7 | 0.7 | 0.7
2020 | Renewable Energy | Heat storage solar | Average | Period | years | 20 | 20 | 20 | 20 | 20 | 20 | 20 | 20 | 20 | 20 | 20 | 20 | 20 | 20 | 20 | 20 | 20 | 20 | 20 | 20 | 20 | 20 | 20 | 20 | 20 | 20 | 20 | 20 | 20
2020 | Renewable Energy | Industrial excess heat | Average | Investment | M€/TWh/year | 28.44 | 30.47 | 20.54 | 21.78 | 23.07 | 22.06 | 30.4 | 22.21 | 28.71 | 29.01 | 29.13 | 23.25 | 21.56 | 27.57 | 26.4 | 21.36 | 21.31 | 27.39 | 22.73 | 28.26 | 21.61 | 22.3 | 20.77 | 22.21 | 23.57 | 25.28 | 30 | 25.95 | 26.1
2020 | Renewable Energy | Industrial excess heat | Average | O&M | % of inv. | 1 | 1 | 1 | 1 | 1 | 1 | 1 | 1 | 1 | 1 | 1 | 1 | 1 | 1 | 1 | 1 | 1 | 1 | 1 | 1 | 1 | 1 | 1 | 1 | 1 | 1 | 1 | 1 | 1
2020 | Renewable Energy | Industrial excess heat | Average | Period | years | 30 | 30 | 30 | 30 | 30 | 30 | 30 | 30 | 30 | 30 | 30 | 30 | 30 | 30 | 30 | 30 | 30 | 30 | 30 | 30 | 30 | 30 | 30 | 30 | 30 | 30 | 30 | 30 | 30
2020 | Liquid and Gas Fuels | Biogas plant | Basic configuration | Investment | M€/TWh/year | 188.6 | 195.91 | 160.26 | 164.71 | 169.35 | 165.69 | 195.64 | 166.23 | 189.58 | 190.65 | 191.09 | 169.97 | 163.91 | 185.48 | 181.29 | 163.2 | 163.02 | 184.86 | 168.1 | 187.97 | 164.09 | 166.58 | 161.06 | 166.23 | 171.13 | 177.28 | 194.21 | 179.69 | 180.22
2020 | Liquid and Gas Fuels | Biogas plant | Basic configuration | O&M | % of inv. | 11 | 11 | 11 | 11 | 11 | 11 | 11 | 11 | 11 | 11 | 11 | 11 | 11 | 11 | 11 | 11 | 11 | 11 | 11 | 11 | 11 | 11 | 11 | 11 | 11 | 11 | 11 | 11 | 11
2020 | Liquid and Gas Fuels | Biogas plant | Basic configuration | Period | years | 20 | 20 | 20 | 20 | 20 | 20 | 20 | 20 | 20 | 20 | 20 | 20 | 20 | 20 | 20 | 20 | 20 | 20 | 20 | 20 | 20 | 20 | 20 | 20 | 20 | 20 | 20 | 20 | 20
2020 | Liquid and Gas Fuels | Gasification plant | Fixed bed | Investment | M€/MW-Syngas | 1.67 | 1.73 | 1.42 | 1.46 | 1.5 | 1.47 | 1.73 | 1.47 | 1.68 | 1.69 | 1.69 | 1.5 | 1.45 | 1.64 | 1.6 | 1.44 | 1.44 | 1.63 | 1.49 | 1.66 | 1.45 | 1.47 | 1.42 | 1.47 | 1.51 | 1.57 | 1.72 | 1.59 | 1.59
2020 | Liquid and Gas Fuels | Gasification plant | Fixed bed | O&M | % of inv. | 2.3 | 2.3 | 2.3 | 2.3 | 2.3 | 2.3 | 2.3 | 2.3 | 2.3 | 2.3 | 2.3 | 2.3 | 2.3 | 2.3 | 2.3 | 2.3 | 2.3 | 2.3 | 2.3 | 2.3 | 2.3 | 2.3 | 2.3 | 2.3 | 2.3 | 2.3 | 2.3 | 2.3 | 2.3
2020 | Liquid and Gas Fuels | Gasification plant | Fixed bed | Period | years | 20 | 20 | 20 | 20 | 20 | 20 | 20 | 20 | 20 | 20 | 20 | 20 | 20 | 20 | 20 | 20 | 20 | 20 | 20 | 20 | 20 | 20 | 20 | 20 | 20 | 20 | 20 | 20 | 20
2020 | Liquid and Gas Fuels | Biogas upgrade | CO2 removal - purification | Investment | M€/MW-CH4 | 0.29 | 0.3 | 0.25 | 0.25 | 0.26 | 0.25 | 0.3 | 0.25 | 0.29 | 0.29 | 0.29 | 0.26 | 0.25 | 0.28 | 0.28 | 0.25 | 0.25 | 0.28 | 0.26 | 0.29 | 0.25 | 0.26 | 0.25 | 0.25 | 0.26 | 0.27 | 0.3 | 0.28 | 0.28
2020 | Liquid and Gas Fuels | Biogas upgrade | CO2 removal - purification | O&M | % of inv. | 2.5 | 2.5 | 2.5 | 2.5 | 2.5 | 2.5 | 2.5 | 2.5 | 2.5 | 2.5 | 2.5 | 2.5 | 2.5 | 2.5 | 2.5 | 2.5 | 2.5 | 2.5 | 2.5 | 2.5 | 2.5 | 2.5 | 2.5 | 2.5 | 2.5 | 2.5 | 2.5 | 2.5 | 2.5
2020 | Liquid and Gas Fuels | Biogas upgrade | CO2 removal - purification | Period | years | 15 | 15 | 15 | 15 | 15 | 15 | 15 | 15 | 15 | 15 | 15 | 15 | 15 | 15 | 15 | 15 | 15 | 15 | 15 | 15 | 15 | 15 | 15 | 15 | 15 | 15 | 15 | 15 | 15
2020 | Liquid and Gas Fuels | Gasification upgrade | CO2 removal - purification | Investment | M€/MW-CH4 | 1.27 | 1.32 | 1.08 | 1.11 | 1.14 | 1.12 | 1.32 | 1.12 | 1.28 | 1.29 | 1.29 | 1.15 | 1.11 | 1.25 | 1.22 | 1.1 | 1.1 | 1.25 | 1.13 | 1.27 | 1.11 | 1.12 | 1.09 | 1.12 | 1.15 | 1.2 | 1.31 | 1.21 | 1.22
2020 | Liquid and Gas Fuels | Gasification upgrade | CO2 removal - purification | O&M | % of inv. | 1.5 | 1.5 | 1.5 | 1.5 | 1.5 | 1.5 | 1.5 | 1.5 | 1.5 | 1.5 | 1.5 | 1.5 | 1.5 | 1.5 | 1.5 | 1.5 | 1.5 | 1.5 | 1.5 | 1.5 | 1.5 | 1.5 | 1.5 | 1.5 | 1.5 | 1.5 | 1.5 | 1.5 | 1.5
2020 | Liquid and Gas Fuels | Gasification upgrade | CO2 removal - purification | Period | years | 20 | 20 | 20 | 20 | 20 | 20 | 20 | 20 | 20 | 20 | 20 | 20 | 20 | 20 | 20 | 20 | 20 | 20 | 20 | 20 | 20 | 20 | 20 | 20 | 20 | 20 | 20 | 20 | 20
2020 | Liquid and Gas Fuels | Biodiesel Plant | 2nd generation | Investment | M€/MW-Bio | 3.33 | 3.46 | 2.83 | 2.91 | 2.99 | 2.92 | 3.45 | 2.93 | 3.35 | 3.37 | 3.37 | 3 | 2.89 | 3.27 | 3.2 | 2.88 | 2.88 | 3.26 | 2.97 | 3.32 | 2.9 | 2.94 | 2.84 | 2.93 | 3.02 | 3.13 | 3.43 | 3.17 | 3.18
2020 | Liquid and Gas Fuels | Biodiesel Plant | 2nd generation | O&M | % of inv. | 3.01 | 3.01 | 3.01 | 3.01 | 3.01 | 3.01 | 3.01 | 3.01 | 3.01 | 3.01 | 3.01 | 3.01 | 3.01 | 3.01 | 3.01 | 3.01 | 3.01 | 3.01 | 3.01 | 3.01 | 3.01 | 3.01 | 3.01 | 3.01 | 3.01 | 3.01 | 3.01 | 3.01 | 3.01
2020 | Liquid and Gas Fuels | Biodiesel Plant | 2nd generation | Period | years | 20 | 20 | 20 | 20 | 20 | 20 | 20 | 20 | 20 | 20 | 20 | 20 | 20 | 20 | 20 | 20 | 20 | 20 | 20 | 20 | 20 | 20 | 20 | 20 | 20 | 20 | 20 | 20 | 20
2020 | Liquid and Gas Fuels | Biopetrol Plant | Bioethanol | Investment | M€/MW-Bio | 2.03 | 2.11 | 1.73 | 1.78 | 1.83 | 1.79 | 2.11 | 1.79 | 2.05 | 2.06 | 2.06 | 1.83 | 1.77 | 2 | 1.96 | 1.76 | 1.76 | 1.99 | 1.81 | 2.03 | 1.77 | 1.8 | 1.74 | 1.79 | 1.85 | 1.91 | 2.1 | 1.94 | 1.94
2020 | Liquid and Gas Fuels | Biopetrol Plant | Bioethanol | O&M | % of inv. | 7.68 | 7.68 | 7.68 | 7.68 | 7.68 | 7.68 | 7.68 | 7.68 | 7.68 | 7.68 | 7.68 | 7.68 | 7.68 | 7.68 | 7.68 | 7.68 | 7.68 | 7.68 | 7.68 | 7.68 | 7.68 | 7.68 | 7.68 | 7.68 | 7.68 | 7.68 | 7.68 | 7.68 | 7.68
2020 | Liquid and Gas Fuels | Biopetrol Plant | Bioethanol | Period | years | 20 | 20 | 20 | 20 | 20 | 20 | 20 | 20 | 20 | 20 | 20 | 20 | 20 | 20 | 20 | 20 | 20 | 20 | 20 | 20 | 20 | 20 | 20 | 20 | 20 | 20 | 20 | 20 | 20
2020 | Liquid and Gas Fuels | Biojetpetrol Plant | Kerosene | Investment | M€/MW-Bio | 3.36 | 3.49 | 2.85 | 2.93 | 3.02 | 2.95 | 3.48 | 2.96 | 3.38 | 3.4 | 3.4 | 3.03 | 2.92 | 3.3 | 3.23 | 2.91 | 2.9 | 3.29 | 2.99 | 3.35 | 2.92 | 2.97 | 2.87 | 2.96 | 3.05 | 3.16 | 3.46 | 3.2 | 3.21
2020 | Liquid and Gas Fuels | Biojetpetrol Plant | Kerosene | O&M | % of inv. | 2.87 | 2.87 | 2.87 | 2.87 | 2.87 | 2.87 | 2.87 | 2.87 | 2.87 | 2.87 | 2.87 | 2.87 | 2.87 | 2.87 | 2.87 | 2.87 | 2.87 | 2.87 | 2.87 | 2.87 | 2.87 | 2.87 | 2.87 | 2.87 | 2.87 | 2.87 | 2.87 | 2.87 | 2.87
2020 | Liquid and Gas Fuels | Biojetpetrol Plant | Kerosene | Period | years | 20 | 20 | 20 | 20 | 20 | 20 | 20 | 20 | 20 | 20 | 20 | 20 | 20 | 20 | 20 | 20 | 20 | 20 | 20 | 20 | 20 | 20 | 20 | 20 | 20 | 20 | 20 | 20 | 20
2020 | Liquid and Gas Fuels | Synthetic Gas Plant | Catalytical Methanation (with added hydrogen) | Investment | M€/MWe-Fuel | 0.58 | 0.6 | 0.49 | 0.51 | 0.52 | 0.51 | 0.6 | 0.51 | 0.58 | 0.58 | 0.59 | 0.52 | 0.5 | 0.57 | 0.56 | 0.5 | 0.5 | 0.57 | 0.52 | 0.58 | 0.5 | 0.51 | 0.49 | 0.51 | 0.52 | 0.54 | 0.6 | 0.55 | 0.55
2020 | Liquid and Gas Fuels | Synthetic Gas Plant | Catalytical Methanation (with added hydrogen) | O&M | % of inv. | 4 | 4 | 4 | 4 | 4 | 4 | 4 | 4 | 4 | 4 | 4 | 4 | 4 | 4 | 4 | 4 | 4 | 4 | 4 | 4 | 4 | 4 | 4 | 4 | 4 | 4 | 4 | 4 | 4
2020 | Liquid and Gas Fuels | Synthetic Gas Plant | Catalytical Methanation (with added hydrogen) | Period | years | 25 | 25 | 25 | 25 | 25 | 25 | 25 | 25 | 25 | 25 | 25 | 25 | 25 | 25 | 25 | 25 | 25 | 25 | 25 | 25 | 25 | 25 | 25 | 25 | 25 | 25 | 25 | 25 | 25
2020 | Liquid and Gas Fuels | Chemical Synthesis | Average | Investment | M€/MWe-Fuel | 0.96 | 1 | 0.82 | 0.84 | 0.87 | 0.85 | 1 | 0.85 | 0.97 | 0.97 | 0.98 | 0.87 | 0.84 | 0.95 | 0.93 | 0.83 | 0.83 | 0.94 | 0.86 | 0.96 | 0.84 | 0.85 | 0.82 | 0.85 | 0.87 | 0.91 | 0.99 | 0.92 | 0.92
2020 | Liquid and Gas Fuels | Chemical Synthesis | Average | O&M | % of inv. | 4 | 4 | 4 | 4 | 4 | 4 | 4 | 4 | 4 | 4 | 4 | 4 | 4 | 4 | 4 | 4 | 4 | 4 | 4 | 4 | 4 | 4 | 4 | 4 | 4 | 4 | 4 | 4 | 4
2020 | Liquid and Gas Fuels | Chemical Synthesis | Average | Period | years | 25 | 25 | 25 | 25 | 25 | 25 | 25 | 25 | 25 | 25 | 25 | 25 | 25 | 25 | 25 | 25 | 25 | 25 | 25 | 25 | 25 | 25 | 25 | 25 | 25 | 25 | 25 | 25 | 25
2020 | Liquid and Gas Fuels | Electrolyser | Alkaline | Investment | M€/MWe | 0.58 | 0.6 | 0.49 | 0.51 | 0.52 | 0.51 | 0.6 | 0.51 | 0.58 | 0.58 | 0.59 | 0.52 | 0.5 | 0.57 | 0.56 | 0.5 | 0.5 | 0.57 | 0.52 | 0.58 | 0.5 | 0.51 | 0.49 | 0.51 | 0.52 | 0.54 | 0.6 | 0.55 | 0.55
2020 | Liquid and Gas Fuels | Electrolyser | Alkaline | O&M | % of inv. | 5 | 5 | 5 | 5 | 5 | 5 | 5 | 5 | 5 | 5 | 5 | 5 | 5 | 5 | 5 | 5 | 5 | 5 | 5 | 5 | 5 | 5 | 5 | 5 | 5 | 5 | 5 | 5 | 5
2020 | Liquid and Gas Fuels | Electrolyser | Alkaline | Period | years | 25 | 25 | 25 | 25 | 25 | 25 | 25 | 25 | 25 | 25 | 25 | 25 | 25 | 25 | 25 | 25 | 25 | 25 | 25 | 25 | 25 | 25 | 25 | 25 | 25 | 25 | 25 | 25 | 25
2020 | Liquid and Gas Fuels | CO2 hydrogenation | Catalytical Methanation (with added hydrogen) | Investment | M€/MWe-Fuel | 0.58 | 0.6 | 0.49 | 0.51 | 0.52 | 0.51 | 0.6 | 0.51 | 0.58 | 0.58 | 0.59 | 0.52 | 0.5 | 0.57 | 0.56 | 0.5 | 0.5 | 0.57 | 0.52 | 0.58 | 0.5 | 0.51 | 0.49 | 0.51 | 0.52 | 0.54 | 0.6 | 0.55 | 0.55
2020 | Liquid and Gas Fuels | CO2 hydrogenation | Catalytical Methanation (with added hydrogen) | O&M | % of inv. | 4 | 4 | 4 | 4 | 4 | 4 | 4 | 4 | 4 | 4 | 4 | 4 | 4 | 4 | 4 | 4 | 4 | 4 | 4 | 4 | 4 | 4 | 4 | 4 | 4 | 4 | 4 | 4 | 4
2020 | Liquid and Gas Fuels | CO2 hydrogenation | Catalytical Methanation (with added hydrogen) | Period | years | 25 | 25 | 25 | 25 | 25 | 25 | 25 | 25 | 25 | 25 | 25 | 25 | 25 | 25 | 25 | 25 | 25 | 25 | 25 | 25 | 25 | 25 | 25 | 25 | 25 | 25 | 25 | 25 | 25
2020 | Liquid and Gas Fuels | Electrolyser | PEM | Investment | M€/MWe | 1.06 | 1.1 | 0.9 | 0.93 | 0.95 | 0.93 | 1.1 | 0.93 | 1.07 | 1.07 | 1.07 | 0.96 | 0.92 | 1.04 | 1.02 | 0.92 | 0.92 | 1.04 | 0.95 | 1.06 | 0.92 | 0.94 | 0.91 | 0.93 | 0.96 | 1 | 1.09 | 1.01 | 1.01
2020 | Liquid and Gas Fuels | Electrolyser | PEM | O&M | % of inv. | 5 | 5 | 5 | 5 | 5 | 5 | 5 | 5 | 5 | 5 | 5 | 5 | 5 | 5 | 5 | 5 | 5 | 5 | 5 | 5 | 5 | 5 | 5 | 5 | 5 | 5 | 5 | 5 | 5
2020 | Liquid and Gas Fuels | Electrolyser | PEM | Period | years | 15 | 15 | 15 | 15 | 15 | 15 | 15 | 15 | 15 | 15 | 15 | 15 | 15 | 15 | 15 | 15 | 15 | 15 | 15 | 15 | 15 | 15 | 15 | 15 | 15 | 15 | 15 | 15 | 15
2020 | Liquid and Gas Fuels | Electrolyser | SOEC | Investment | M€/MW input (85% elec.+15% heat) | 2.12 | 2.2 | 1.8 | 1.85 | 1.9 | 1.86 | 2.2 | 1.87 | 2.13 | 2.14 | 2.15 | 1.91 | 1.84 | 2.09 | 2.04 | 1.84 | 1.83 | 2.08 | 1.89 | 2.11 | 1.85 | 1.87 | 1.81 | 1.87 | 1.92 | 1.99 | 2.18 | 2.02 | 2.03
2020 | Liquid and Gas Fuels | Electrolyser | SOEC | O&M | % of inv. | 3 | 3 | 3 | 3 | 3 | 3 | 3 | 3 | 3 | 3 | 3 | 3 | 3 | 3 | 3 | 3 | 3 | 3 | 3 | 3 | 3 | 3 | 3 | 3 | 3 | 3 | 3 | 3 | 3
2020 | Liquid and Gas Fuels | Electrolyser | SOEC | Period | years | 20 | 20 | 20 | 20 | 20 | 20 | 20 | 20 | 20 | 20 | 20 | 20 | 20 | 20 | 20 | 20 | 20 | 20 | 20 | 20 | 20 | 20 | 20 | 20 | 20 | 20 | 20 | 20 | 20
2020 | Liquid and Gas Fuels | Gas storage | Average | O&M | % of inv. | 1 | 1 | 1 | 1 | 1 | 1 | 1 | 1 | 1 | 1 | 1 | 1 | 1 | 1 | 1 | 1 | 1 | 1 | 1 | 1 | 1 | 1 | 1 | 1 | 1 | 1 | 1 | 1 | 1
2020 | Liquid and Gas Fuels | Gas storage | Average | Period | years | 50 | 50 | 50 | 50 | 50 | 50 | 50 | 50 | 50 | 50 | 50 | 50 | 50 | 50 | 50 | 50 | 50 | 50 | 50 | 50 | 50 | 50 | 50 | 50 | 50 | 50 | 50 | 50 | 50
2020 | Liquid and Gas Fuels | Oil storage | Average | Investment | M€/GWh | 0.02 | 0.02 | 0.02 | 0.02 | 0.02 | 0.02 | 0.02 | 0.02 | 0.02 | 0.02 | 0.02 | 0.02 | 0.02 | 0.02 | 0.02 | 0.02 | 0.02 | 0.02 | 0.02 | 0.02 | 0.02 | 0.02 | 0.02 | 0.02 | 0.02 | 0.02 | 0.02 | 0.02 | 0.02
2020 | Liquid and Gas Fuels | Oil storage | Average | O&M | % of inv. | 0.63 | 0.63 | 0.63 | 0.63 | 0.63 | 0.63 | 0.63 | 0.63 | 0.63 | 0.63 | 0.63 | 0.63 | 0.63 | 0.63 | 0.63 | 0.63 | 0.63 | 0.63 | 0.63 | 0.63 | 0.63 | 0.63 | 0.63 | 0.63 | 0.63 | 0.63 | 0.63 | 0.63 | 0.63
2020 | Liquid and Gas Fuels | Oil storage | Average | Period | years | 50 | 50 | 50 | 50 | 50 | 50 | 50 | 50 | 50 | 50 | 50 | 50 | 50 | 50 | 50 | 50 | 50 | 50 | 50 | 50 | 50 | 50 | 50 | 50 | 50 | 50 | 50 | 50 | 50
2020 | Liquid and Gas Fuels | Methanol storage | Average | Investment | M€/GWh | 0.05 | 0.05 | 0.04 | 0.04 | 0.05 | 0.04 | 0.05 | 0.04 | 0.05 | 0.05 | 0.05 | 0.05 | 0.04 | 0.05 | 0.05 | 0.04 | 0.04 | 0.05 | 0.04 | 0.05 | 0.04 | 0.04 | 0.04 | 0.04 | 0.05 | 0.05 | 0.05 | 0.05 | 0.05
2020 | Liquid and Gas Fuels | Methanol storage | Average | O&M | % of inv. | 0.63 | 0.63 | 0.63 | 0.63 | 0.63 | 0.63 | 0.63 | 0.63 | 0.63 | 0.63 | 0.63 | 0.63 | 0.63 | 0.63 | 0.63 | 0.63 | 0.63 | 0.63 | 0.63 | 0.63 | 0.63 | 0.63 | 0.63 | 0.63 | 0.63 | 0.63 | 0.63 | 0.63 | 0.63
2020 | Liquid and Gas Fuels | Methanol storage | Average | Period | years | 50 | 50 | 50 | 50 | 50 | 50 | 50 | 50 | 50 | 50 | 50 | 50 | 50 | 50 | 50 | 50 | 50 | 50 | 50 | 50 | 50 | 50 | 50 | 50 | 50 | 50 | 50 | 50 | 50
2020 | Heat Infrastructure | Individual boilers | Biomass Boiler, automatic stocking, Existing SFH | Investment | M€/1000 Units | 6.56 | 6.81 | 5.57 | 5.73 | 5.89 | 5.76 | 6.8 | 5.78 | 6.59 | 6.63 | 6.64 | 5.91 | 5.7 | 6.45 | 6.3 | 5.67 | 5.67 | 6.43 | 5.84 | 6.53 | 5.7 | 5.79 | 5.6 | 5.78 | 5.95 | 6.16 | 6.75 | 6.25 | 6.26
2020 | Heat Infrastructure | Individual boilers | Biomass Boiler, automatic stocking, Existing SFH | O&M | % of inv. | 7.41 | 7.41 | 7.41 | 7.41 | 7.41 | 7.41 | 7.41 | 7.41 | 7.41 | 7.41 | 7.41 | 7.41 | 7.41 | 7.41 | 7.41 | 7.41 | 7.41 | 7.41 | 7.41 | 7.41 | 7.41 | 7.41 | 7.41 | 7.41 | 7.41 | 7.41 | 7.41 | 7.41 | 7.41
2020 | Heat Infrastructure | Individual boilers | Biomass Boiler, automatic stocking, Existing SFH | Period | years | 20 | 20 | 20 | 20 | 20 | 20 | 20 | 20 | 20 | 20 | 20 | 20 | 20 | 20 | 20 | 20 | 20 | 20 | 20 | 20 | 20 | 20 | 20 | 20 | 20 | 20 | 20 | 20 | 20
2020 | Heat Infrastructure | Individual boilers | NGas Boiler, Existing Apartment | Investment | M€/1000 Units | 23.71 | 24.63 | 20.15 | 20.71 | 21.29 | 20.83 | 24.6 | 20.9 | 23.84 | 23.97 | 24.03 | 21.37 | 20.61 | 23.32 | 22.8 | 20.52 | 20.5 | 23.24 | 21.14 | 23.64 | 20.63 | 20.95 | 20.25 | 20.9 | 21.52 | 22.29 | 24.42 | 22.59 | 22.66
2020 | Heat Infrastructure | Individual boilers | NGas Boiler, Existing Apartment | O&M | % of inv. | 2.72 | 2.72 | 2.72 | 2.72 | 2.72 | 2.72 | 2.72 | 2.72 | 2.72 | 2.72 | 2.72 | 2.72 | 2.72 | 2.72 | 2.72 | 2.72 | 2.72 | 2.72 | 2.72 | 2.72 | 2.72 | 2.72 | 2.72 | 2.72 | 2.72 | 2.72 | 2.72 | 2.72 | 2.72
2020 | Heat Infrastructure | Individual boilers | NGas Boiler, Existing Apartment | Period | years | 25 | 25 | 25 | 25 | 25 | 25 | 25 | 25 | 25 | 25 | 25 | 25 | 25 | 25 | 25 | 25 | 25 | 25 | 25 | 25 | 25 | 25 | 25 | 25 | 25 | 25 | 25 | 25 | 25
2020 | Heat Infrastructure | Individual boilers | NGas Boiler, Existing SFH | Investment | M€/1000 Units | 2.99 | 3.1 | 2.54 | 2.61 | 2.68 | 2.63 | 3.1 | 2.63 | 3 | 3.02 | 3.03 | 2.69 | 2.6 | 2.94 | 2.87 | 2.59 | 2.58 | 2.93 | 2.66 | 2.98 | 2.6 | 2.64 | 2.55 | 2.63 | 2.71 | 2.81 | 3.08 | 2.85 | 2.86
2020 | Heat Infrastructure | Individual boilers | NGas Boiler, Existing SFH | O&M | % of inv. | 6.61 | 6.61 | 6.61 | 6.61 | 6.61 | 6.61 | 6.61 | 6.61 | 6.61 | 6.61 | 6.61 | 6.61 | 6.61 | 6.61 | 6.61 | 6.61 | 6.61 | 6.61 | 6.61 | 6.61 | 6.61 | 6.61 | 6.61 | 6.61 | 6.61 | 6.61 | 6.61 | 6.61 | 6.61
2020 | Heat Infrastructure | Individual boilers | NGas Boiler, Existing SFH | Period | years | 20 | 20 | 20 | 20 | 20 | 20 | 20 | 20 | 20 | 20 | 20 | 20 | 20 | 20 | 20 | 20 | 20 | 20 | 20 | 20 | 20 | 20 | 20 | 20 | 20 | 20 | 20 | 20 | 20
2020 | Heat Infrastructure | Individual boilers | NGas Boiler, New Apartment | Investment | M€/1000 Units | 16.97 | 17.62 | 14.42 | 14.82 | 15.23 | 14.91 | 17.6 | 14.95 | 17.05 | 17.15 | 17.19 | 15.29 | 14.75 | 16.69 | 16.31 | 14.68 | 14.67 | 16.63 | 15.12 | 16.91 | 14.76 | 14.99 | 14.49 | 14.95 | 15.39 | 15.95 | 17.47 | 16.16 | 16.21
2020 | Heat Infrastructure | Individual boilers | NGas Boiler, New Apartment | O&M | % of inv. | 2.49 | 2.49 | 2.49 | 2.49 | 2.49 | 2.49 | 2.49 | 2.49 | 2.49 | 2.49 | 2.49 | 2.49 | 2.49 | 2.49 | 2.49 | 2.49 | 2.49 | 2.49 | 2.49 | 2.49 | 2.49 | 2.49 | 2.49 | 2.49 | 2.49 | 2.49 | 2.49 | 2.49 | 2.49
2020 | Heat Infrastructure | Individual boilers | NGas Boiler, New Apartment | Period | years | 25 | 25 | 25 | 25 | 25 | 25 | 25 | 25 | 25 | 25 | 25 | 25 | 25 | 25 | 25 | 25 | 25 | 25 | 25 | 25 | 25 | 25 | 25 | 25 | 25 | 25 | 25 | 25 | 25
2020 | Heat Infrastructure | Individual boilers | NGas Boiler, New SFH | Investment | M€/1000 Units | 2.99 | 3.1 | 2.54 | 2.61 | 2.68 | 2.63 | 3.1 | 2.63 | 3 | 3.02 | 3.03 | 2.69 | 2.6 | 2.94 | 2.87 | 2.59 | 2.58 | 2.93 | 2.66 | 2.98 | 2.6 | 2.64 | 2.55 | 2.63 | 2.71 | 2.81 | 3.08 | 2.85 | 2.86
2020 | Heat Infrastructure | Individual boilers | NGas Boiler, New SFH | O&M | % of inv. | 6.61 | 6.61 | 6.61 | 6.61 | 6.61 | 6.61 | 6.61 | 6.61 | 6.61 | 6.61 | 6.61 | 6.61 | 6.61 | 6.61 | 6.61 | 6.61 | 6.61 | 6.61 | 6.61 | 6.61 | 6.61 | 6.61 | 6.61 | 6.61 | 6.61 | 6.61 | 6.61 | 6.61 | 6.61
2020 | Heat Infrastructure | Individual boilers | NGas Boiler, New SFH | Period | years | 20 | 20 | 20 | 20 | 20 | 20 | 20 | 20 | 20 | 20 | 20 | 20 | 20 | 20 | 20 | 20 | 20 | 20 | 20 | 20 | 20 | 20 | 20 | 20 | 20 | 20 | 20 | 20 | 20
2020 | Heat Infrastructure | Individual boilers | Oil Boiler, Existing Apartment | Investment | M€/1000 Units | 32.87 | 34.15 | 27.93 | 28.71 | 29.52 | 28.88 | 34.1 | 28.97 | 33.04 | 33.23 | 33.31 | 29.63 | 28.57 | 32.33 | 31.6 | 28.45 | 28.41 | 32.22 | 29.3 | 32.76 | 28.6 | 29.04 | 28.07 | 28.97 | 29.83 | 30.9 | 33.85 | 31.32 | 31.41
2020 | Heat Infrastructure | Individual boilers | Oil Boiler, Existing Apartment | O&M | % of inv. | 2.45 | 2.45 | 2.45 | 2.45 | 2.45 | 2.45 | 2.45 | 2.45 | 2.45 | 2.45 | 2.45 | 2.45 | 2.45 | 2.45 | 2.45 | 2.45 | 2.45 | 2.45 | 2.45 | 2.45 | 2.45 | 2.45 | 2.45 | 2.45 | 2.45 | 2.45 | 2.45 | 2.45 | 2.45
2020 | Heat Infrastructure | Individual boilers | Oil Boiler, Existing Apartment | Period | years | 20 | 20 | 20 | 20 | 20 | 20 | 20 | 20 | 20 | 20 | 20 | 20 | 20 | 20 | 20 | 20 | 20 | 20 | 20 | 20 | 20 | 20 | 20 | 20 | 20 | 20 | 20 | 20 | 20
2020 | Heat Infrastructure | Individual boilers | Oil Boiler, Existing SFH | Investment | M€/1000 Units | 5.69 | 5.91 | 4.83 | 4.97 | 5.11 | 5 | 5.9 | 5.01 | 5.72 | 5.75 | 5.76 | 5.13 | 4.94 | 5.59 | 5.47 | 4.92 | 4.92 | 5.57 | 5.07 | 5.67 | 4.95 | 5.02 | 4.86 | 5.01 | 5.16 | 5.35 | 5.86 | 5.42 | 5.43
2020 | Heat Infrastructure | Individual boilers | Oil Boiler, Existing SFH | O&M | % of inv. | 4.14 | 4.14 | 4.14 | 4.14 | 4.14 | 4.14 | 4.14 | 4.14 | 4.14 | 4.14 | 4.14 | 4.14 | 4.14 | 4.14 | 4.14 | 4.14 | 4.14 | 4.14 | 4.14 | 4.14 | 4.14 | 4.14 | 4.14 | 4.14 | 4.14 | 4.14 | 4.14 | 4.14 | 4.14
2020 | Heat Infrastructure | Individual boilers | Oil Boiler, Existing SFH | Period | years | 20 | 20 | 20 | 20 | 20 | 20 | 20 | 20 | 20 | 20 | 20 | 20 | 20 | 20 | 20 | 20 | 20 | 20 | 20 | 20 | 20 | 20 | 20 | 20 | 20 | 20 | 20 | 20 | 20
2020 | Heat Infrastructure | Individual boilers | Oil Boiler, New Apartment | Investment | M€/1000 Units | 26.32 | 27.34 | 22.36 | 22.98 | 23.63 | 23.12 | 27.3 | 23.2 | 26.45 | 26.6 | 26.67 | 23.72 | 22.87 | 25.88 | 25.3 | 22.77 | 22.75 | 25.8 | 23.46 | 26.23 | 22.9 | 23.25 | 22.47 | 23.2 | 23.88 | 24.74 | 27.1 | 25.07 | 25.15
2020 | Heat Infrastructure | Individual boilers | Oil Boiler, New Apartment | O&M | % of inv. | 2.01 | 2.01 | 2.01 | 2.01 | 2.01 | 2.01 | 2.01 | 2.01 | 2.01 | 2.01 | 2.01 | 2.01 | 2.01 | 2.01 | 2.01 | 2.01 | 2.01 | 2.01 | 2.01 | 2.01 | 2.01 | 2.01 | 2.01 | 2.01 | 2.01 | 2.01 | 2.01 | 2.01 | 2.01
2020 | Heat Infrastructure | Individual boilers | Oil Boiler, New Apartment | Period | years | 20 | 20 | 20 | 20 | 20 | 20 | 20 | 20 | 20 | 20 | 20 | 20 | 20 | 20 | 20 | 20 | 20 | 20 | 20 | 20 | 20 | 20 | 20 | 20 | 20 | 20 | 20 | 20 | 20
2020 | Heat Infrastructure | Individual boilers | Oil Boiler, New SFH | Investment | M€/1000 Units | 9.45 | 9.81 | 8.03 | 8.25 | 8.48 | 8.3 | 9.8 | 8.33 | 9.5 | 9.55 | 9.57 | 8.51 | 8.21 | 9.29 | 9.08 | 8.17 | 8.17 | 9.26 | 8.42 | 9.42 | 8.22 | 8.34 | 8.07 | 8.33 | 8.57 | 8.88 | 9.73 | 9 | 9.03
2020 | Heat Infrastructure | Individual boilers | Oil Boiler, New SFH | O&M | % of inv. | 2.46 | 2.46 | 2.46 | 2.46 | 2.46 | 2.46 | 2.46 | 2.46 | 2.46 | 2.46 | 2.46 | 2.46 | 2.46 | 2.46 | 2.46 | 2.46 | 2.46 | 2.46 | 2.46 | 2.46 | 2.46 | 2.46 | 2.46 | 2.46 | 2.46 | 2.46 | 2.46 | 2.46 | 2.46
2020 | Heat Infrastructure | Individual boilers | Oil Boiler, New SFH | Period | years | 20 | 20 | 20 | 20 | 20 | 20 | 20 | 20 | 20 | 20 | 20 | 20 | 20 | 20 | 20 | 20 | 20 | 20 | 20 | 20 | 20 | 20 | 20 | 20 | 20 | 20 | 20 | 20 | 20
2020 | Heat Infrastructure | Individual CHP | Hydrogen, LT PEMFC micro CHP | Investment | M€/1000 Units | 10.9 | 11 | 10.5 | 10.57 | 10.63 | 10.58 | 11 | 10.59 | 10.91 | 10.93 | 10.94 | 10.64 | 10.55 | 10.86 | 10.8 | 10.54 | 10.54 | 10.85 | 10.61 | 10.89 | 10.56 | 10.59 | 10.51 | 10.59 | 10.66 | 10.74 | 10.98 | 10.78 | 10.78
2020 | Heat Infrastructure | Individual CHP | Hydrogen, LT PEMFC micro CHP | O&M | % of inv. | 6.36 | 6.36 | 6.36 | 6.36 | 6.36 | 6.36 | 6.36 | 6.36 | 6.36 | 6.36 | 6.36 | 6.36 | 6.36 | 6.36 | 6.36 | 6.36 | 6.36 | 6.36 | 6.36 | 6.36 | 6.36 | 6.36 | 6.36 | 6.36 | 6.36 | 6.36 | 6.36 | 6.36 | 6.36
2020 | Heat Infrastructure | Individual CHP | Hydrogen, LT PEMFC micro CHP | Period | years | 10 | 10 | 10 | 10 | 10 | 10 | 10 | 10 | 10 | 10 | 10 | 10 | 10 | 10 | 10 | 10 | 10 | 10 | 10 | 10 | 10 | 10 | 10 | 10 | 10 | 10 | 10 | 10 | 10
2020 | Heat Infrastructure | Individual CHP | Ngas Micro CHP | Investment | M€/1000 Units | 4.36 | 4.4 | 4.2 | 4.23 | 4.25 | 4.23 | 4.4 | 4.23 | 4.37 | 4.37 | 4.37 | 4.26 | 4.22 | 4.34 | 4.32 | 4.22 | 4.22 | 4.34 | 4.25 | 4.36 | 4.22 | 4.24 | 4.21 | 4.23 | 4.26 | 4.3 | 4.39 | 4.31 | 4.31
2020 | Heat Infrastructure | Individual CHP | Ngas Micro CHP | Period | years | 10 | 10 | 10 | 10 | 10 | 10 | 10 | 10 | 10 | 10 | 10 | 10 | 10 | 10 | 10 | 10 | 10 | 10 | 10 | 10 | 10 | 10 | 10 | 10 | 10 | 10 | 10 | 10 | 10
2020 | Heat Infrastructure | Individual CHP | Ngas/Biogas, SOFC micro CHP | Investment | M€/1000 Units | 20.81 | 21.01 | 20.05 | 20.17 | 20.29 | 20.2 | 21 | 20.21 | 20.84 | 20.87 | 20.88 | 20.31 | 20.15 | 20.73 | 20.61 | 20.13 | 20.12 | 20.71 | 20.26 | 20.79 | 20.15 | 20.22 | 20.07 | 20.21 | 20.34 | 20.51 | 20.96 | 20.57 | 20.59
2020 | Heat Infrastructure | Individual CHP | Ngas/Biogas, SOFC micro CHP | O&M | % of inv. | 5 | 5 | 5 | 5 | 5 | 5 | 5 | 5 | 5 | 5 | 5 | 5 | 5 | 5 | 5 | 5 | 5 | 5 | 5 | 5 | 5 | 5 | 5 | 5 | 5 | 5 | 5 | 5 | 5
2020 | Heat Infrastructure | Individual CHP | Ngas/Biogas, SOFC micro CHP | Period | years | 20 | 20 | 20 | 20 | 20 | 20 | 20 | 20 | 20 | 20 | 20 | 20 | 20 | 20 | 20 | 20 | 20 | 20 | 20 | 20 | 20 | 20 | 20 | 20 | 20 | 20 | 20 | 20 | 20
2020 | Heat Infrastructure | Individual CHP | Ngas/Methane, LT PEMFC micro CHP | Investment | M€/1000 Units | 11.89 | 12 | 11.46 | 11.53 | 11.6 | 11.54 | 12 | 11.55 | 11.91 | 11.92 | 11.93 | 11.61 | 11.51 | 11.84 | 11.78 | 11.5 | 11.5 | 11.83 | 11.58 | 11.88 | 11.52 | 11.55 | 11.47 | 11.55 | 11.62 | 11.72 | 11.98 | 11.76 | 11.76
2020 | Heat Infrastructure | Individual CHP | Ngas/Methane, LT PEMFC micro CHP | O&M | % of inv. | 6.67 | 6.67 | 6.67 | 6.67 | 6.67 | 6.67 | 6.67 | 6.67 | 6.67 | 6.67 | 6.67 | 6.67 | 6.67 | 6.67 | 6.67 | 6.67 | 6.67 | 6.67 | 6.67 | 6.67 | 6.67 | 6.67 | 6.67 | 6.67 | 6.67 | 6.67 | 6.67 | 6.67 | 6.67
2020 | Heat Infrastructure | Individual CHP | Ngas/Methane, LT PEMFC micro CHP | Period | years | 20 | 20 | 20 | 20 | 20 | 20 | 20 | 20 | 20 | 20 | 20 | 20 | 20 | 20 | 20 | 20 | 20 | 20 | 20 | 20 | 20 | 20 | 20 | 20 | 20 | 20 | 20 | 20 | 20
2020 | Heat Infrastructure | Individual Heat Pumps | Air-to-air HP, Existing SFH | Investment | M€/1000 s | 1.64 | 1.7 | 1.39 | 1.43 | 1.47 | 1.44 | 1.7 | 1.44 | 1.65 | 1.66 | 1.66 | 1.48 | 1.42 | 1.61 | 1.58 | 1.42 | 1.42 | 1.61 | 1.46 | 1.63 | 1.43 | 1.45 | 1.4 | 1.44 | 1.49 | 1.54 | 1.69 | 1.56 | 1.57
2020 | Heat Infrastructure | Individual Heat Pumps | Air-to-air HP, Existing SFH | O&M | % of inv. | 11.05 | 11.05 | 11.05 | 11.05 | 11.05 | 11.05 | 11.05 | 11.05 | 11.05 | 11.05 | 11.05 | 11.05 | 11.05 | 11.05 | 11.05 | 11.05 | 11.05 | 11.05 | 11.05 | 11.05 | 11.05 | 11.05 | 11.05 | 11.05 | 11.05 | 11.05 | 11.05 | 11.05 | 11.05
2020 | Heat Infrastructure | Individual Heat Pumps | Air-to-air HP, Existing SFH | Period | years | 10 | 10 | 10 | 10 | 10 | 10 | 10 | 10 | 10 | 10 | 10 | 10 | 10 | 10 | 10 | 10 | 10 | 10 | 10 | 10 | 10 | 10 | 10 | 10 | 10 | 10 | 10 | 10 | 10
2020 | Heat Infrastructure | Individual Heat Pumps | Air-to-air HP, New SFH | Investment | M€/1000 s | 1.06 | 1.1 | 0.9 | 0.93 | 0.95 | 0.93 | 1.1 | 0.93 | 1.07 | 1.07 | 1.07 | 0.96 | 0.92 | 1.04 | 1.02 | 0.92 | 0.92 | 1.04 | 0.95 | 1.06 | 0.92 | 0.94 | 0.91 | 0.93 | 0.96 | 1 | 1.09 | 1.01 | 1.01
2020 | Heat Infrastructure | Individual Heat Pumps | Air-to-air HP, New SFH | O&M | % of inv. | 17.09 | 17.09 | 17.09 | 17.09 | 17.09 | 17.09 | 17.09 | 17.09 | 17.09 | 17.09 | 17.09 | 17.09 | 17.09 | 17.09 | 17.09 | 17.09 | 17.09 | 17.09 | 17.09 | 17.09 | 17.09 | 17.09 | 17.09 | 17.09 | 17.09 | 17.09 | 17.09 | 17.09 | 17.09
2020 | Heat Infrastructure | Individual Heat Pumps | Air-to-air HP, New SFH | Period | years | 10 | 10 | 10 | 10 | 10 | 10 | 10 | 10 | 10 | 10 | 10 | 10 | 10 | 10 | 10 | 10 | 10 | 10 | 10 | 10 | 10 | 10 | 10 | 10 | 10 | 10 | 10 | 10 | 10
2020 | Heat Infrastructure | Individual Heat Pumps | Air-to-water HP, Existing MFH | Investment | M€/1000 s | 135.93 | 141.19 | 115.5 | 118.71 | 122.05 | 119.42 | 141 | 119.8 | 136.63 | 137.4 | 137.72 | 122.5 | 118.13 | 133.68 | 130.66 | 117.62 | 117.49 | 133.23 | 121.15 | 135.48 | 118.26 | 120.06 | 116.08 | 119.8 | 123.33 | 127.77 | 139.97 | 129.5 | 129.89
2020 | Heat Infrastructure | Individual Heat Pumps | Air-to-water HP, Existing MFH | O&M | % of inv. | 0.67 | 0.67 | 0.67 | 0.67 | 0.67 | 0.67 | 0.67 | 0.67 | 0.67 | 0.67 | 0.67 | 0.67 | 0.67 | 0.67 | 0.67 | 0.67 | 0.67 | 0.67 | 0.67 | 0.67 | 0.67 | 0.67 | 0.67 | 0.67 | 0.67 | 0.67 | 0.67 | 0.67 | 0.67
2020 | Heat Infrastructure | Individual Heat Pumps | Air-to-water HP, Existing MFH | Period | years | 20 | 20 | 20 | 20 | 20 | 20 | 20 | 20 | 20 | 20 | 20 | 20 | 20 | 20 | 20 | 20 | 20 | 20 | 20 | 20 | 20 | 20 | 20 | 20 | 20 | 20 | 20 | 20 | 20
2020 | Heat Infrastructure | Individual Heat Pumps | Air-to-water HP, Existing SFH | Investment | M€/1000 s | 9.06 | 9.41 | 7.7 | 7.91 | 8.14 | 7.96 | 9.4 | 7.99 | 9.11 | 9.16 | 9.18 | 8.17 | 7.88 | 8.91 | 8.71 | 7.84 | 7.83 | 8.88 | 8.08 | 9.03 | 7.88 | 8 | 7.74 | 7.99 | 8.22 | 8.52 | 9.33 | 8.63 | 8.66
2020 | Heat Infrastructure | Individual Heat Pumps | Air-to-water HP, Existing SFH | O&M | % of inv. | 2.07 | 2.07 | 2.07 | 2.07 | 2.07 | 2.07 | 2.07 | 2.07 | 2.07 | 2.07 | 2.07 | 2.07 | 2.07 | 2.07 | 2.07 | 2.07 | 2.07 | 2.07 | 2.07 | 2.07 | 2.07 | 2.07 | 2.07 | 2.07 | 2.07 | 2.07 | 2.07 | 2.07 | 2.07
2020 | Heat Infrastructure | Individual Heat Pumps | Air-to-water HP, Existing SFH | Period | years | 15 | 15 | 15 | 15 | 15 | 15 | 15 | 15 | 15 | 15 | 15 | 15 | 15 | 15 | 15 | 15 | 15 | 15 | 15 | 15 | 15 | 15 | 15 | 15 | 15 | 15 | 15 | 15 | 15
2020 | Heat Infrastructure | Individual Heat Pumps | Air-to-water HP, New MFH | Investment | M€/1000 s | 68.44 | 71.1 | 58.16 | 59.78 | 61.46 | 60.13 | 71 | 60.33 | 68.8 | 69.19 | 69.35 | 61.68 | 59.48 | 67.31 | 65.79 | 59.23 | 59.16 | 67.09 | 61.01 | 68.22 | 59.55 | 60.46 | 58.45 | 60.33 | 62.1 | 64.34 | 70.48 | 65.21 | 65.4
2020 | Heat Infrastructure | Individual Heat Pumps | Air-to-water HP, New MFH | O&M | % of inv. | 1.32 | 1.32 | 1.32 | 1.32 | 1.32 | 1.32 | 1.32 | 1.32 | 1.32 | 1.32 | 1.32 | 1.32 | 1.32 | 1.32 | 1.32 | 1.32 | 1.32 | 1.32 | 1.32 | 1.32 | 1.32 | 1.32 | 1.32 | 1.32 | 1.32 | 1.32 | 1.32 | 1.32 | 1.32
2020 | Heat Infrastructure | Individual Heat Pumps | Air-to-water HP, New MFH | Period | years | 20 | 20 | 20 | 20 | 20 | 20 | 20 | 20 | 20 | 20 | 20 | 20 | 20 | 20 | 20 | 20 | 20 | 20 | 20 | 20 | 20 | 20 | 20 | 20 | 20 | 20 | 20 | 20 | 20
2020 | Heat Infrastructure | Individual Heat Pumps | Air-to-water HP, New SFH | Investment | M€/1000 s | 6.75 | 7.01 | 5.73 | 5.89 | 6.06 | 5.93 | 7 | 5.95 | 6.78 | 6.82 | 6.84 | 6.08 | 5.86 | 6.64 | 6.49 | 5.84 | 5.83 | 6.61 | 6.01 | 6.73 | 5.87 | 5.96 | 5.76 | 5.95 | 6.12 | 6.34 | 6.95 | 6.43 | 6.45
2020 | Heat Infrastructure | Individual Heat Pumps | Air-to-water HP, New SFH | O&M | % of inv. | 2.68 | 2.68 | 2.68 | 2.68 | 2.68 | 2.68 | 2.68 | 2.68 | 2.68 | 2.68 | 2.68 | 2.68 | 2.68 | 2.68 | 2.68 | 2.68 | 2.68 | 2.68 | 2.68 | 2.68 | 2.68 | 2.68 | 2.68 | 2.68 | 2.68 | 2.68 | 2.68 | 2.68 | 2.68
2020 | Heat Infrastructure | Individual Heat Pumps | Air-to-water HP, New SFH | Period | years | 15 | 15 | 15 | 15 | 15 | 15 | 15 | 15 | 15 | 15 | 15 | 15 | 15 | 15 | 15 | 15 | 15 | 15 | 15 | 15 | 15 | 15 | 15 | 15 | 15 | 15 | 15 | 15 | 15
2020 | Heat Infrastructure | Individual Heat Pumps | Gound-source HP, Existing MFH | Investment | M€/1000 s | 240.04 | 249.34 | 203.96 | 209.64 | 215.54 | 210.88 | 249 | 211.56 | 241.29 | 242.65 | 243.21 | 216.33 | 208.62 | 236.07 | 230.74 | 207.71 | 207.48 | 235.27 | 213.95 | 239.24 | 208.84 | 212.02 | 204.99 | 211.56 | 217.8 | 225.63 | 247.18 | 228.69 | 229.37
2020 | Heat Infrastructure | Individual Heat Pumps | Gound-source HP, Existing MFH | O&M | % of inv. | 0.38 | 0.38 | 0.38 | 0.38 | 0.38 | 0.38 | 0.38 | 0.38 | 0.38 | 0.38 | 0.38 | 0.38 | 0.38 | 0.38 | 0.38 | 0.38 | 0.38 | 0.38 | 0.38 | 0.38 | 0.38 | 0.38 | 0.38 | 0.38 | 0.38 | 0.38 | 0.38 | 0.38 | 0.38
2020 | Heat Infrastructure | Individual Heat Pumps | Gound-source HP, Existing MFH | Period | years | 20 | 20 | 20 | 20 | 20 | 20 | 20 | 20 | 20 | 20 | 20 | 20 | 20 | 20 | 20 | 20 | 20 | 20 | 20 | 20 | 20 | 20 | 20 | 20 | 20 | 20 | 20 | 20 | 20
2020 | Heat Infrastructure | Individual Heat Pumps | Gound-source HP, Existing SFH | Investment | M€/1000 s | 14.46 | 15.02 | 12.29 | 12.63 | 12.98 | 12.7 | 15 | 12.74 | 14.54 | 14.62 | 14.65 | 13.03 | 12.57 | 14.22 | 13.9 | 12.51 | 12.5 | 14.17 | 12.89 | 14.41 | 12.58 | 12.77 | 12.35 | 12.74 | 13.12 | 13.59 | 14.89 | 13.78 | 13.82
2020 | Heat Infrastructure | Individual Heat Pumps | Gound-source HP, Existing SFH | O&M | % of inv. | 1.25 | 1.25 | 1.25 | 1.25 | 1.25 | 1.25 | 1.25 | 1.25 | 1.25 | 1.25 | 1.25 | 1.25 | 1.25 | 1.25 | 1.25 | 1.25 | 1.25 | 1.25 | 1.25 | 1.25 | 1.25 | 1.25 | 1.25 | 1.25 | 1.25 | 1.25 | 1.25 | 1.25 | 1.25
2020 | Heat Infrastructure | Individual Heat Pumps | Gound-source HP, Existing SFH | Period | years | 20 | 20 | 20 | 20 | 20 | 20 | 20 | 20 | 20 | 20 | 20 | 20 | 20 | 20 | 20 | 20 | 20 | 20 | 20 | 20 | 20 | 20 | 20 | 20 | 20 | 20 | 20 | 20 | 20
2020 | Heat Infrastructure | Individual Heat Pumps | Gound-source HP, New MFH | Investment | M€/1000 s | 85.8 | 89.12 | 72.9 | 74.93 | 77.04 | 75.38 | 89 | 75.62 | 86.24 | 86.73 | 86.93 | 77.32 | 74.57 | 84.38 | 82.47 | 74.24 | 74.16 | 84.09 | 76.47 | 85.51 | 74.65 | 75.78 | 73.27 | 75.62 | 77.85 | 80.65 | 88.35 | 81.74 | 81.99
2020 | Heat Infrastructure | Individual Heat Pumps | Gound-source HP, New MFH | O&M | % of inv. | 1.06 | 1.06 | 1.06 | 1.06 | 1.06 | 1.06 | 1.06 | 1.06 | 1.06 | 1.06 | 1.06 | 1.06 | 1.06 | 1.06 | 1.06 | 1.06 | 1.06 | 1.06 | 1.06 | 1.06 | 1.06 | 1.06 | 1.06 | 1.06 | 1.06 | 1.06 | 1.06 | 1.06 | 1.06
2020 | Heat Infrastructure | Individual Heat Pumps | Gound-source HP, New MFH | Period | years | 20 | 20 | 20 | 20 | 20 | 20 | 20 | 20 | 20 | 20 | 20 | 20 | 20 | 20 | 20 | 20 | 20 | 20 | 20 | 20 | 20 | 20 | 20 | 20 | 20 | 20 | 20 | 20 | 20
2020 | Heat Infrastructure | Individual Heat Pumps | Gound-source HP, New SFH | Investment | M€/1000 s | 10.6 | 11.02 | 9.01 | 9.26 | 9.52 | 9.32 | 11 | 9.35 | 10.66 | 10.72 | 10.74 | 9.56 | 9.22 | 10.43 | 10.19 | 9.18 | 9.17 | 10.39 | 9.45 | 10.57 | 9.23 | 9.37 | 9.06 | 9.35 | 9.62 | 9.97 | 10.92 | 10.1 | 10.13
2020 | Heat Infrastructure | Individual Heat Pumps | Gound-source HP, New SFH | O&M | % of inv. | 1.7 | 1.7 | 1.7 | 1.7 | 1.7 | 1.7 | 1.7 | 1.7 | 1.7 | 1.7 | 1.7 | 1.7 | 1.7 | 1.7 | 1.7 | 1.7 | 1.7 | 1.7 | 1.7 | 1.7 | 1.7 | 1.7 | 1.7 | 1.7 | 1.7 | 1.7 | 1.7 | 1.7 | 1.7
2020 | Heat Infrastructure | Individual Heat Pumps | Gound-source HP, New SFH | Period | years | 20 | 20 | 20 | 20 | 20 | 20 | 20 | 20 | 20 | 20 | 20 | 20 | 20 | 20 | 20 | 20 | 20 | 20 | 20 | 20 | 20 | 20 | 20 | 20 | 20 | 20 | 20 | 20 | 20
2020 | Heat Infrastructure | Individual Heat Pumps | Ventilation HP, New MFH | Investment | M€/1000 s | 68.44 | 71.1 | 58.16 | 59.78 | 61.46 | 60.13 | 71 | 60.33 | 68.8 | 69.19 | 69.35 | 61.68 | 59.48 | 67.31 | 65.79 | 59.23 | 59.16 | 67.09 | 61.01 | 68.22 | 59.55 | 60.46 | 58.45 | 60.33 | 62.1 | 64.34 | 70.48 | 65.21 | 65.4
2020 | Heat Infrastructure | Individual Heat Pumps | Ventilation HP, New MFH | O&M | % of inv. | 1.32 | 1.32 | 1.32 | 1.32 | 1.32 | 1.32 | 1.32 | 1.32 | 1.32 | 1.32 | 1.32 | 1.32 | 1.32 | 1.32 | 1.32 | 1.32 | 1.32 | 1.32 | 1.32 | 1.32 | 1.32 | 1.32 | 1.32 | 1.32 | 1.32 | 1.32 | 1.32 | 1.32 | 1.32
2020 | Heat Infrastructure | Individual Heat Pumps | Ventilation HP, New MFH | Period | years | 15 | 15 | 15 | 15 | 15 | 15 | 15 | 15 | 15 | 15 | 15 | 15 | 15 | 15 | 15 | 15 | 15 | 15 | 15 | 15 | 15 | 15 | 15 | 15 | 15 | 15 | 15 | 15 | 15
2020 | Heat Infrastructure | Individual Heat Pumps | Ventilation HP, New SFH | Investment | M€/1000 s | 1.83 | 1.9 | 1.56 | 1.6 | 1.64 | 1.61 | 1.9 | 1.61 | 1.84 | 1.85 | 1.86 | 1.65 | 1.59 | 1.8 | 1.76 | 1.58 | 1.58 | 1.8 | 1.63 | 1.83 | 1.59 | 1.62 | 1.56 | 1.61 | 1.66 | 1.72 | 1.89 | 1.75 | 1.75
2020 | Heat Infrastructure | Individual Heat Pumps | Ventilation HP, New SFH | O&M | % of inv. | 9.89 | 9.89 | 9.89 | 9.89 | 9.89 | 9.89 | 9.89 | 9.89 | 9.89 | 9.89 | 9.89 | 9.89 | 9.89 | 9.89 | 9.89 | 9.89 | 9.89 | 9.89 | 9.89 | 9.89 | 9.89 | 9.89 | 9.89 | 9.89 | 9.89 | 9.89 | 9.89 | 9.89 | 9.89
2020 | Heat Infrastructure | Individual Heat Pumps | Ventilation HP, New SFH | Period | years | 15 | 15 | 15 | 15 | 15 | 15 | 15 | 15 | 15 | 15 | 15 | 15 | 15 | 15 | 15 | 15 | 15 | 15 | 15 | 15 | 15 | 15 | 15 | 15 | 15 | 15 | 15 | 15 | 15
2020 | Heat Infrastructure | Individual solar thermal | Average | Investment | M€/TWh/year | 1654.11 | 1701.74 | 1469.4 | 1498.44 | 1528.64 | 1504.83 | 1700 | 1508.31 | 1660.5 | 1667.47 | 1670.38 | 1532.71 | 1493.21 | 1633.78 | 1606.48 | 1488.56 | 1487.4 | 1629.72 | 1520.51 | 1650.05 | 1494.37 | 1510.64 | 1474.62 | 1508.31 | 1540.26 | 1580.34 | 1690.71 | 1596.03 | 1599.51
2020 | Heat Infrastructure | Individual solar thermal | Average | O&M | % of inv. | 1.22 | 1.22 | 1.22 | 1.22 | 1.22 | 1.22 | 1.22 | 1.22 | 1.22 | 1.22 | 1.22 | 1.22 | 1.22 | 1.22 | 1.22 | 1.22 | 1.22 | 1.22 | 1.22 | 1.22 | 1.22 | 1.22 | 1.22 | 1.22 | 1.22 | 1.22 | 1.22 | 1.22 | 1.22
2020 | Heat Infrastructure | Individual solar thermal | Average | Period | years | 25 | 25 | 25 | 25 | 25 | 25 | 25 | 25 | 25 | 25 | 25 | 25 | 25 | 25 | 25 | 25 | 25 | 25 | 25 | 25 | 25 | 25 | 25 | 25 | 25 | 25 | 25 | 25 | 25
2020 | Additional - Cooling Units | Chillers | Air-cooled chillers < 400 kW, Residential and service sector | Investment | M€/MWe | 0.31 | 0.34 | 0.18 | 0.2 | 0.22 | 0.2 | 0.34 | 0.21 | 0.31 | 0.32 | 0.32 | 0.22 | 0.2 | 0.29 | 0.27 | 0.19 | 0.19 | 0.29 | 0.21 | 0.31 | 0.2 | 0.21 | 0.18 | 0.21 | 0.23 | 0.26 | 0.33 | 0.27 | 0.27
2020 | Additional - Cooling Units | Chillers | Air-cooled chillers < 400 kW, Residential and service sector | O&M | % of inv. | 4 | 4 | 4 | 4 | 4 | 4 | 4 | 4 | 4 | 4 | 4 | 4 | 4 | 4 | 4 | 4 | 4 | 4 | 4 | 4 | 4 | 4 | 4 | 4 | 4 | 4 | 4 | 4 | 4
2020 | Additional - Cooling Units | Chillers | Air-cooled chillers < 400 kW, Residential and service sector | Period | years | 15 | 15 | 15 | 15 | 15 | 15 | 15 | 15 | 15 | 15 | 15 | 15 | 15 | 15 | 15 | 15 | 15 | 15 | 15 | 15 | 15 | 15 | 15 | 15 | 15 | 15 | 15 | 15 | 15
2020 | Additional - Cooling Units | Chillers | Air-cooled chillers > 400 kW, Service sector | Investment | M€/MWe | 0.22 | 0.25 | 0.13 | 0.14 | 0.16 | 0.15 | 0.25 | 0.15 | 0.23 | 0.23 | 0.23 | 0.16 | 0.14 | 0.21 | 0.2 | 0.14 | 0.14 | 0.21 | 0.16 | 0.22 | 0.14 | 0.15 | 0.13 | 0.15 | 0.17 | 0.19 | 0.24 | 0.19 | 0.2
2020 | Additional - Cooling Units | Chillers | Air-cooled chillers > 400 kW, Service sector | O&M | % of inv. | 4 | 4 | 4 | 4 | 4 | 4 | 4 | 4 | 4 | 4 | 4 | 4 | 4 | 4 | 4 | 4 | 4 | 4 | 4 | 4 | 4 | 4 | 4 | 4 | 4 | 4 | 4 | 4 | 4
2020 | Additional - Cooling Units | Chillers | Air-cooled chillers > 400 kW, Service sector | Period | years | 20 | 20 | 20 | 20 | 20 | 20 | 20 | 20 | 20 | 20 | 20 | 20 | 20 | 20 | 20 | 20 | 20 | 20 | 20 | 20 | 20 | 20 | 20 | 20 | 20 | 20 | 20 | 20 | 20
2020 | Additional - Cooling Units | Chillers | Water-cooled chillers < 400 kW, Residential and service sector | Investment | M€/MWe | 0.2 | 0.22 | 0.12 | 0.13 | 0.14 | 0.13 | 0.22 | 0.13 | 0.2 | 0.21 | 0.21 | 0.14 | 0.13 | 0.19 | 0.18 | 0.12 | 0.12 | 0.19 | 0.14 | 0.2 | 0.13 | 0.13 | 0.12 | 0.13 | 0.15 | 0.17 | 0.22 | 0.17 | 0.18
2020 | Additional - Cooling Units | Chillers | Water-cooled chillers < 400 kW, Residential and service sector | O&M | % of inv. | 4 | 4 | 4 | 4 | 4 | 4 | 4 | 4 | 4 | 4 | 4 | 4 | 4 | 4 | 4 | 4 | 4 | 4 | 4 | 4 | 4 | 4 | 4 | 4 | 4 | 4 | 4 | 4 | 4
2020 | Additional - Cooling Units | Chillers | Water-cooled chillers < 400 kW, Residential and service sector | Period | years | 15 | 15 | 15 | 15 | 15 | 15 | 15 | 15 | 15 | 15 | 15 | 15 | 15 | 15 | 15 | 15 | 15 | 15 | 15 | 15 | 15 | 15 | 15 | 15 | 15 | 15 | 15 | 15 | 15
2020 | Additional - Cooling Units | Chillers | Water-cooled chillers > 400 kW, Service sector | Investment | M€/MWe | 0.14 | 0.15 | 0.08 | 0.09 | 0.1 | 0.09 | 0.15 | 0.09 | 0.14 | 0.14 | 0.14 | 0.1 | 0.09 | 0.13 | 0.12 | 0.08 | 0.08 | 0.13 | 0.09 | 0.13 | 0.09 | 0.09 | 0.08 | 0.09 | 0.1 | 0.11 | 0.15 | 0.12 | 0.12
2020 | Additional - Cooling Units | Chillers | Water-cooled chillers > 400 kW, Service sector | O&M | % of inv. | 4 | 4 | 4 | 4 | 4 | 4 | 4 | 4 | 4 | 4 | 4 | 4 | 4 | 4 | 4 | 4 | 4 | 4 | 4 | 4 | 4 | 4 | 4 | 4 | 4 | 4 | 4 | 4 | 4
2020 | Additional - Cooling Units | Chillers | Water-cooled chillers > 400 kW, Service sector | Period | years | 20 | 20 | 20 | 20 | 20 | 20 | 20 | 20 | 20 | 20 | 20 | 20 | 20 | 20 | 20 | 20 | 20 | 20 | 20 | 20 | 20 | 20 | 20 | 20 | 20 | 20 | 20 | 20 | 20
2020 | Additional - Cooling Units | Movable Units | Movable units, Residential and service sector | Investment | M€/MWe | 0.19 | 0.21 | 0.11 | 0.12 | 0.14 | 0.13 | 0.21 | 0.13 | 0.19 | 0.2 | 0.2 | 0.14 | 0.12 | 0.18 | 0.17 | 0.12 | 0.12 | 0.18 | 0.13 | 0.19 | 0.12 | 0.13 | 0.11 | 0.13 | 0.14 | 0.16 | 0.21 | 0.16 | 0.17
2020 | Additional - Cooling Units | Movable Units | Movable units, Residential and service sector | O&M | % of inv. | 0 | 0 | 0 | 0 | 0 | 0 | 0 | 0 | 0 | 0 | 0 | 0 | 0 | 0 | 0 | 0 | 0 | 0 | 0 | 0 | 0 | 0 | 0 | 0 | 0 | 0 | 0 | 0 | 0
2020 | Additional - Cooling Units | Movable Units | Movable units, Residential and service sector | Period | years | 10 | 10 | 10 | 10 | 10 | 10 | 10 | 10 | 10 | 10 | 10 | 10 | 10 | 10 | 10 | 10 | 10 | 10 | 10 | 10 | 10 | 10 | 10 | 10 | 10 | 10 | 10 | 10 | 10
2020 | Additional - Cooling Units | Split systems | Split < 5 kW, Residential and service sector | Investment | M€/MWe | 0.38 | 0.42 | 0.22 | 0.24 | 0.27 | 0.25 | 0.41 | 0.25 | 0.38 | 0.39 | 0.39 | 0.27 | 0.24 | 0.36 | 0.33 | 0.23 | 0.23 | 0.35 | 0.26 | 0.37 | 0.24 | 0.25 | 0.22 | 0.25 | 0.28 | 0.31 | 0.41 | 0.33 | 0.33
2020 | Additional - Cooling Units | Split systems | Split < 5 kW, Residential and service sector | O&M | % of inv. | 3.99 | 3.99 | 3.99 | 3.99 | 3.99 | 3.99 | 3.99 | 3.99 | 3.99 | 3.99 | 3.99 | 3.99 | 3.99 | 3.99 | 3.99 | 3.99 | 3.99 | 3.99 | 3.99 | 3.99 | 3.99 | 3.99 | 3.99 | 3.99 | 3.99 | 3.99 | 3.99 | 3.99 | 3.99
2020 | Additional - Cooling Units | Split systems | Split < 5 kW, Residential and service sector | Period | years | 12 | 12 | 12 | 12 | 12 | 12 | 12 | 12 | 12 | 12 | 12 | 12 | 12 | 12 | 12 | 12 | 12 | 12 | 12 | 12 | 12 | 12 | 12 | 12 | 12 | 12 | 12 | 12 | 12
2020 | Additional - Cooling Units | Split systems | Split > 5 kW, Residential and service sector | Investment | M€/MWe | 0.26 | 0.29 | 0.15 | 0.17 | 0.19 | 0.18 | 0.29 | 0.18 | 0.27 | 0.27 | 0.27 | 0.19 | 0.17 | 0.25 | 0.24 | 0.17 | 0.16 | 0.25 | 0.18 | 0.26 | 0.17 | 0.18 | 0.16 | 0.18 | 0.2 | 0.22 | 0.29 | 0.23 | 0.23
2020 | Additional - Cooling Units | Split systems | Split > 5 kW, Residential and service sector | O&M | % of inv. | 4.02 | 4.02 | 4.02 | 4.02 | 4.02 | 4.02 | 4.02 | 4.02 | 4.02 | 4.02 | 4.02 | 4.02 | 4.02 | 4.02 | 4.02 | 4.02 | 4.02 | 4.02 | 4.02 | 4.02 | 4.02 | 4.02 | 4.02 | 4.02 | 4.02 | 4.02 | 4.02 | 4.02 | 4.02
2020 | Additional - Cooling Units | Split systems | Split > 5 kW, Residential and service sector | Period | years | 15 | 15 | 15 | 15 | 15 | 15 | 15 | 15 | 15 | 15 | 15 | 15 | 15 | 15 | 15 | 15 | 15 | 15 | 15 | 15 | 15 | 15 | 15 | 15 | 15 | 15 | 15 | 15 | 15
2020 | Additional - Cooling Units | Rooftop and packaged units | Rooftop and packaged units | Investment | M€/MWe | 0.33 | 0.36 | 0.19 | 0.21 | 0.23 | 0.22 | 0.36 | 0.22 | 0.33 | 0.34 | 0.34 | 0.24 | 0.21 | 0.31 | 0.29 | 0.2 | 0.2 | 0.31 | 0.23 | 0.32 | 0.21 | 0.22 | 0.19 | 0.22 | 0.24 | 0.27 | 0.35 | 0.28 | 0.29
2020 | Additional - Cooling Units | Rooftop and packaged units | Rooftop and packaged units | O&M | % of inv. | 4 | 4 | 4 | 4 | 4 | 4 | 4 | 4 | 4 | 4 | 4 | 4 | 4 | 4 | 4 | 4 | 4 | 4 | 4 | 4 | 4 | 4 | 4 | 4 | 4 | 4 | 4 | 4 | 4
2020 | Additional - Cooling Units | Rooftop and packaged units | Rooftop and packaged units | Period | years | 15 | 15 | 15 | 15 | 15 | 15 | 15 | 15 | 15 | 15 | 15 | 15 | 15 | 15 | 15 | 15 | 15 | 15 | 15 | 15 | 15 | 15 | 15 | 15 | 15 | 15 | 15 | 15 | 15
2020 | Additional - Cooling Units | VRF units | Residential and service sector | Investment | M€/MWe | 0.95 | 1.06 | 0.55 | 0.62 | 0.68 | 0.63 | 1.05 | 0.64 | 0.97 | 0.98 | 0.99 | 0.69 | 0.61 | 0.91 | 0.85 | 0.6 | 0.59 | 0.9 | 0.67 | 0.95 | 0.61 | 0.64 | 0.57 | 0.64 | 0.71 | 0.79 | 1.03 | 0.83 | 0.84
2020 | Additional - Cooling Units | VRF units | Residential and service sector | O&M | % of inv. | 4 | 4 | 4 | 4 | 4 | 4 | 4 | 4 | 4 | 4 | 4 | 4 | 4 | 4 | 4 | 4 | 4 | 4 | 4 | 4 | 4 | 4 | 4 | 4 | 4 | 4 | 4 | 4 | 4
2020 | Additional - Cooling Units | VRF units | Residential and service sector | Period | years | 15 | 15 | 15 | 15 | 15 | 15 | 15 | 15 | 15 | 15 | 15 | 15 | 15 | 15 | 15 | 15 | 15 | 15 | 15 | 15 | 15 | 15 | 15 | 15 | 15 | 15 | 15 | 15 | 15
2020 | Additional - Cooling Units | Absorption units | Water-LiBr Absorption chillers (steam heated), Industry and District Cooling | Investment | M€/MWe | 0.19 | 0.21 | 0.11 | 0.13 | 0.14 | 0.13 | 0.21 | 0.13 | 0.2 | 0.2 | 0.2 | 0.14 | 0.12 | 0.19 | 0.17 | 0.12 | 0.12 | 0.18 | 0.14 | 0.19 | 0.12 | 0.13 | 0.12 | 0.13 | 0.14 | 0.16 | 0.21 | 0.17 | 0.17
2020 | Additional - Cooling Units | Absorption units | Water-LiBr Absorption chillers (steam heated), Industry and District Cooling | O&M | % of inv. | 4 | 4 | 4 | 4 | 4 | 4 | 4 | 4 | 4 | 4 | 4 | 4 | 4 | 4 | 4 | 4 | 4 | 4 | 4 | 4 | 4 | 4 | 4 | 4 | 4 | 4 | 4 | 4 | 4
2020 | Additional - Cooling Units | Absorption units | Water-LiBr Absorption chillers (steam heated), Industry and District Cooling | Period | years | 25 | 25 | 25 | 25 | 25 | 25 | 25 | 25 | 25 | 25 | 25 | 25 | 25 | 25 | 25 | 25 | 25 | 25 | 25 | 25 | 25 | 25 | 25 | 25 | 25 | 25 | 25 | 25 | 25
2030 | Heat and Electricity | Small CHP plants | Biogas Engine: 1-10 MW | Investment | M€/MWe | 0.84 | 0.9 | 0.58 | 0.62 | 0.66 | 0.63 | 0.9 | 0.64 | 0.85 | 0.86 | 0.86 | 0.67 | 0.62 | 0.81 | 0.77 | 0.61 | 0.61 | 0.8 | 0.65 | 0.83 | 0.62 | 0.64 | 0.59 | 0.64 | 0.68 | 0.74 | 0.89 | 0.76 | 0.76
2030 | Heat and Electricity | Small CHP plants | Biogas Engine: 1-10 MW | O&M | % of inv. | 1.03 | 1.03 | 1.03 | 1.03 | 1.03 | 1.03 | 1.03 | 1.03 | 1.03 | 1.03 | 1.03 | 1.03 | 1.03 | 1.03 | 1.03 | 1.03 | 1.03 | 1.03 | 1.03 | 1.03 | 1.03 | 1.03 | 1.03 | 1.03 | 1.03 | 1.03 | 1.03 | 1.03 | 1.03
2030 | Heat and Electricity | Small CHP plants | Biogas Engine: 1-10 MW | Period | years | 25 | 25 | 25 | 25 | 25 | 25 | 25 | 25 | 25 | 25 | 25 | 25 | 25 | 25 | 25 | 25 | 25 | 25 | 25 | 25 | 25 | 25 | 25 | 25 | 25 | 25 | 25 | 25 | 25
2030 | Heat and Electricity | Small CHP plants | Biomass (Straw), 20 MW feed | Investment | M€/MWe | 5.95 | 6.42 | 4.14 | 4.43 | 4.72 | 4.49 | 6.4 | 4.52 | 6.01 | 6.08 | 6.11 | 4.76 | 4.38 | 5.75 | 5.48 | 4.33 | 4.32 | 5.71 | 4.64 | 5.91 | 4.39 | 4.55 | 4.19 | 4.52 | 4.84 | 5.23 | 6.31 | 5.38 | 5.42
2030 | Heat and Electricity | Small CHP plants | Biomass (Straw), 20 MW feed | O&M | % of inv. | 4.79 | 4.79 | 4.79 | 4.79 | 4.79 | 4.79 | 4.79 | 4.79 | 4.79 | 4.79 | 4.79 | 4.79 | 4.79 | 4.79 | 4.79 | 4.79 | 4.79 | 4.79 | 4.79 | 4.79 | 4.79 | 4.79 | 4.79 | 4.79 | 4.79 | 4.79 | 4.79 | 4.79 | 4.79
2030 | Heat and Electricity | Small CHP plants | Biomass (Straw), 20 MW feed | Period | years | 25 | 25 | 25 | 25 | 25 | 25 | 25 | 25 | 25 | 25 | 25 | 25 | 25 | 25 | 25 | 25 | 25 | 25 | 25 | 25 | 25 | 25 | 25 | 25 | 25 | 25 | 25 | 25 | 25
2030 | Heat and Electricity | Small CHP plants | Biomass (Straw), 50 MW feed | Investment | M€/MWe | 3.35 | 3.61 | 2.33 | 2.49 | 2.66 | 2.53 | 3.6 | 2.54 | 3.38 | 3.42 | 3.44 | 2.68 | 2.46 | 3.24 | 3.09 | 2.44 | 2.43 | 3.21 | 2.61 | 3.32 | 2.47 | 2.56 | 2.36 | 2.54 | 2.72 | 2.94 | 3.55 | 3.03 | 3.05
2030 | Heat and Electricity | Small CHP plants | Biomass (Straw), 50 MW feed | O&M | % of inv. | 3.92 | 3.92 | 3.92 | 3.92 | 3.92 | 3.92 | 3.92 | 3.92 | 3.92 | 3.92 | 3.92 | 3.92 | 3.92 | 3.92 | 3.92 | 3.92 | 3.92 | 3.92 | 3.92 | 3.92 | 3.92 | 3.92 | 3.92 | 3.92 | 3.92 | 3.92 | 3.92 | 3.92 | 3.92
2030 | Heat and Electricity | Small CHP plants | Biomass (Straw), 50 MW feed | Period | years | 25 | 25 | 25 | 25 | 25 | 25 | 25 | 25 | 25 | 25 | 25 | 25 | 25 | 25 | 25 | 25 | 25 | 25 | 25 | 25 | 25 | 25 | 25 | 25 | 25 | 25 | 25 | 25 | 25
2030 | Heat and Electricity | Small CHP plants | Biomass (woodchips): 20 MW feed | Investment | M€/MWe | 5.76 | 6.22 | 4.01 | 4.29 | 4.58 | 4.35 | 6.2 | 4.38 | 5.83 | 5.89 | 5.92 | 4.61 | 4.24 | 5.57 | 5.31 | 4.2 | 4.18 | 5.53 | 4.5 | 5.73 | 4.25 | 4.4 | 4.06 | 4.38 | 4.69 | 5.07 | 6.11 | 5.21 | 5.25
2030 | Heat and Electricity | Small CHP plants | Biomass (woodchips): 20 MW feed | O&M | % of inv. | 4.52 | 4.52 | 4.52 | 4.52 | 4.52 | 4.52 | 4.52 | 4.52 | 4.52 | 4.52 | 4.52 | 4.52 | 4.52 | 4.52 | 4.52 | 4.52 | 4.52 | 4.52 | 4.52 | 4.52 | 4.52 | 4.52 | 4.52 | 4.52 | 4.52 | 4.52 | 4.52 | 4.52 | 4.52
2030 | Heat and Electricity | Small CHP plants | Biomass (woodchips): 20 MW feed | Period | years | 25 | 25 | 25 | 25 | 25 | 25 | 25 | 25 | 25 | 25 | 25 | 25 | 25 | 25 | 25 | 25 | 25 | 25 | 25 | 25 | 25 | 25 | 25 | 25 | 25 | 25 | 25 | 25 | 25
2030 | Heat and Electricity | Small CHP plants | Biomass (woodchips): 80 MW feed | Investment | M€/MWe | 3.25 | 3.51 | 2.27 | 2.42 | 2.58 | 2.46 | 3.5 | 2.47 | 3.29 | 3.33 | 3.34 | 2.6 | 2.39 | 3.15 | 3 | 2.37 | 2.36 | 3.12 | 2.54 | 3.23 | 2.4 | 2.49 | 2.29 | 2.47 | 2.64 | 2.86 | 3.45 | 2.94 | 2.96
2030 | Heat and Electricity | Small CHP plants | Biomass (woodchips): 80 MW feed | O&M | % of inv. | 4.11 | 4.11 | 4.11 | 4.11 | 4.11 | 4.11 | 4.11 | 4.11 | 4.11 | 4.11 | 4.11 | 4.11 | 4.11 | 4.11 | 4.11 | 4.11 | 4.11 | 4.11 | 4.11 | 4.11 | 4.11 | 4.11 | 4.11 | 4.11 | 4.11 | 4.11 | 4.11 | 4.11 | 4.11
2030 | Heat and Electricity | Small CHP plants | Biomass (woodchips): 80 MW feed | Period | years | 25 | 25 | 25 | 25 | 25 | 25 | 25 | 25 | 25 | 25 | 25 | 25 | 25 | 25 | 25 | 25 | 25 | 25 | 25 | 25 | 25 | 25 | 25 | 25 | 25 | 25 | 25 | 25 | 25
2030 | Heat and Electricity | Small CHP plants | Gas Engine: 1-10 MW | Investment | M€/MWe | 0.84 | 0.9 | 0.58 | 0.62 | 0.66 | 0.63 | 0.9 | 0.64 | 0.85 | 0.86 | 0.86 | 0.67 | 0.62 | 0.81 | 0.77 | 0.61 | 0.61 | 0.8 | 0.65 | 0.83 | 0.62 | 0.64 | 0.59 | 0.64 | 0.68 | 0.74 | 0.89 | 0.76 | 0.76
2030 | Heat and Electricity | Small CHP plants | Gas Engine: 1-10 MW | O&M | % of inv. | 1.03 | 1.03 | 1.03 | 1.03 | 1.03 | 1.03 | 1.03 | 1.03 | 1.03 | 1.03 | 1.03 | 1.03 | 1.03 | 1.03 | 1.03 | 1.03 | 1.03 | 1.03 | 1.03 | 1.03 | 1.03 | 1.03 | 1.03 | 1.03 | 1.03 | 1.03 | 1.03 | 1.03 | 1.03
2030 | Heat and Electricity | Small CHP plants | Gas Engine: 1-10 MW | Period | years | 25 | 25 | 25 | 25 | 25 | 25 | 25 | 25 | 25 | 25 | 25 | 25 | 25 | 25 | 25 | 25 | 25 | 25 | 25 | 25 | 25 | 25 | 25 | 25 | 25 | 25 | 25 | 25 | 25
2030 | Heat and Electricity | Small CHP plants | SCGT: 5-40 MW | Investment | M€/MWe | 0.65 | 0.7 | 0.45 | 0.48 | 0.52 | 0.49 | 0.7 | 0.49 | 0.66 | 0.67 | 0.67 | 0.52 | 0.48 | 0.63 | 0.6 | 0.47 | 0.47 | 0.62 | 0.51 | 0.65 | 0.48 | 0.5 | 0.46 | 0.49 | 0.53 | 0.57 | 0.69 | 0.59 | 0.59
2030 | Heat and Electricity | Small CHP plants | SCGT: 5-40 MW | O&M | % of inv. | 2.66 | 2.66 | 2.66 | 2.66 | 2.66 | 2.66 | 2.66 | 2.66 | 2.66 | 2.66 | 2.66 | 2.66 | 2.66 | 2.66 | 2.66 | 2.66 | 2.66 | 2.66 | 2.66 | 2.66 | 2.66 | 2.66 | 2.66 | 2.66 | 2.66 | 2.66 | 2.66 | 2.66 | 2.66
2030 | Heat and Electricity | Small CHP plants | SCGT: 5-40 MW | Period | years | 25 | 25 | 25 | 25 | 25 | 25 | 25 | 25 | 25 | 25 | 25 | 25 | 25 | 25 | 25 | 25 | 25 | 25 | 25 | 25 | 25 | 25 | 25 | 25 | 25 | 25 | 25 | 25 | 25
2030 | Heat and Electricity | Large CHP plants | Biomass (pellets): 250-400 MW | Investment | M€/MWe | 1.78 | 1.86 | 1.47 | 1.52 | 1.57 | 1.53 | 1.86 | 1.54 | 1.79 | 1.81 | 1.81 | 1.58 | 1.51 | 1.75 | 1.7 | 1.51 | 1.5 | 1.74 | 1.56 | 1.78 | 1.52 | 1.54 | 1.48 | 1.54 | 1.59 | 1.66 | 1.84 | 1.69 | 1.69
2030 | Heat and Electricity | Large CHP plants | Biomass (pellets): 250-400 MW | O&M | % of inv. | 1.63 | 1.63 | 1.63 | 1.63 | 1.63 | 1.63 | 1.63 | 1.63 | 1.63 | 1.63 | 1.63 | 1.63 | 1.63 | 1.63 | 1.63 | 1.63 | 1.63 | 1.63 | 1.63 | 1.63 | 1.63 | 1.63 | 1.63 | 1.63 | 1.63 | 1.63 | 1.63 | 1.63 | 1.63
2030 | Heat and Electricity | Large CHP plants | Biomass (pellets): 250-400 MW | Period | years | 40 | 40 | 40 | 40 | 40 | 40 | 40 | 40 | 40 | 40 | 40 | 40 | 40 | 40 | 40 | 40 | 40 | 40 | 40 | 40 | 40 | 40 | 40 | 40 | 40 | 40 | 40 | 40 | 40
2030 | Heat and Electricity | Large CHP plants | CCGT: 10-100 MW | Investment | M€/MWe | 1.15 | 1.2 | 0.95 | 0.98 | 1.01 | 0.99 | 1.2 | 0.99 | 1.16 | 1.16 | 1.17 | 1.02 | 0.98 | 1.13 | 1.1 | 0.97 | 0.97 | 1.12 | 1.01 | 1.15 | 0.98 | 1 | 0.96 | 0.99 | 1.03 | 1.07 | 1.19 | 1.09 | 1.09
2030 | Heat and Electricity | Large CHP plants | CCGT: 10-100 MW | O&M | % of inv. | 2.32 | 2.32 | 2.32 | 2.32 | 2.32 | 2.32 | 2.32 | 2.32 | 2.32 | 2.32 | 2.32 | 2.32 | 2.32 | 2.32 | 2.32 | 2.32 | 2.32 | 2.32 | 2.32 | 2.32 | 2.32 | 2.32 | 2.32 | 2.32 | 2.32 | 2.32 | 2.32 | 2.32 | 2.32
2030 | Heat and Electricity | Large CHP plants | CCGT: 10-100 MW | Period | years | 25 | 25 | 25 | 25 | 25 | 25 | 25 | 25 | 25 | 25 | 25 | 25 | 25 | 25 | 25 | 25 | 25 | 25 | 25 | 25 | 25 | 25 | 25 | 25 | 25 | 25 | 25 | 25 | 25
2030 | Heat and Electricity | Large CHP plants | CCGT: 100-500 MW | Investment | M€/MWe | 0.8 | 0.83 | 0.66 | 0.68 | 0.7 | 0.68 | 0.83 | 0.69 | 0.8 | 0.81 | 0.81 | 0.7 | 0.68 | 0.78 | 0.76 | 0.67 | 0.67 | 0.78 | 0.7 | 0.79 | 0.68 | 0.69 | 0.66 | 0.69 | 0.71 | 0.74 | 0.82 | 0.75 | 0.75
2030 | Heat and Electricity | Large CHP plants | CCGT: 100-500 MW | O&M | % of inv. | 3.35 | 3.35 | 3.35 | 3.35 | 3.35 | 3.35 | 3.35 | 3.35 | 3.35 | 3.35 | 3.35 | 3.35 | 3.35 | 3.35 | 3.35 | 3.35 | 3.35 | 3.35 | 3.35 | 3.35 | 3.35 | 3.35 | 3.35 | 3.35 | 3.35 | 3.35 | 3.35 | 3.35 | 3.35
2030 | Heat and Electricity | Large CHP plants | CCGT: 100-500 MW | Period | years | 25 | 25 | 25 | 25 | 25 | 25 | 25 | 25 | 25 | 25 | 25 | 25 | 25 | 25 | 25 | 25 | 25 | 25 | 25 | 25 | 25 | 25 | 25 | 25 | 25 | 25 | 25 | 25 | 25
2030 | Heat and Electricity | Large CHP plants | Coal: 400-700 MW | Investment | M€/MWe | 1.78 | 1.86 | 1.47 | 1.52 | 1.57 | 1.53 | 1.86 | 1.54 | 1.79 | 1.81 | 1.81 | 1.58 | 1.51 | 1.75 | 1.7 | 1.51 | 1.5 | 1.74 | 1.56 | 1.78 | 1.52 | 1.54 | 1.48 | 1.54 | 1.59 | 1.66 | 1.84 | 1.69 | 1.69
2030 | Heat and Electricity | Large CHP plants | Coal: 400-700 MW | O&M | % of inv. | 1.63 | 1.63 | 1.63 | 1.63 | 1.63 | 1.63 | 1.63 | 1.63 | 1.63 | 1.63 | 1.63 | 1.63 | 1.63 | 1.63 | 1.63 | 1.63 | 1.63 | 1.63 | 1.63 | 1.63 | 1.63 | 1.63 | 1.63 | 1.63 | 1.63 | 1.63 | 1.63 | 1.63 | 1.63
2030 | Heat and Electricity | Large CHP plants | Coal: 400-700 MW | Period | years | 40 | 40 | 40 | 40 | 40 | 40 | 40 | 40 | 40 | 40 | 40 | 40 | 40 | 40 | 40 | 40 | 40 | 40 | 40 | 40 | 40 | 40 | 40 | 40 | 40 | 40 | 40 | 40 | 40
2030 | Heat and Electricity | Large CHP plants | SCGT: 40-125 MW | Investment | M€/MWe | 0.54 | 0.56 | 0.44 | 0.46 | 0.47 | 0.46 | 0.56 | 0.46 | 0.54 | 0.54 | 0.55 | 0.48 | 0.46 | 0.53 | 0.51 | 0.45 | 0.45 | 0.52 | 0.47 | 0.53 | 0.46 | 0.46 | 0.45 | 0.46 | 0.48 | 0.5 | 0.56 | 0.51 | 0.51
2030 | Heat and Electricity | Large CHP plants | SCGT: 40-125 MW | O&M | % of inv. | 3.3 | 3.3 | 3.3 | 3.3 | 3.3 | 3.3 | 3.3 | 3.3 | 3.3 | 3.3 | 3.3 | 3.3 | 3.3 | 3.3 | 3.3 | 3.3 | 3.3 | 3.3 | 3.3 | 3.3 | 3.3 | 3.3 | 3.3 | 3.3 | 3.3 | 3.3 | 3.3 | 3.3 | 3.3
2030 | Heat and Electricity | Large CHP plants | SCGT: 40-125 MW | Period | years | 25 | 25 | 25 | 25 | 25 | 25 | 25 | 25 | 25 | 25 | 25 | 25 | 25 | 25 | 25 | 25 | 25 | 25 | 25 | 25 | 25 | 25 | 25 | 25 | 25 | 25 | 25 | 25 | 25
2030 | Heat and Electricity | Heat Storage CHP | Average | Investment | M€/GWh | 2.89 | 3 | 2.46 | 2.53 | 2.6 | 2.54 | 3 | 2.55 | 2.91 | 2.92 | 2.93 | 2.61 | 2.51 | 2.84 | 2.78 | 2.5 | 2.5 | 2.83 | 2.58 | 2.88 | 2.52 | 2.55 | 2.47 | 2.55 | 2.62 | 2.72 | 2.98 | 2.76 | 2.76
2030 | Heat and Electricity | Heat Storage CHP | Average | O&M | % of inv. | 0.7 | 0.7 | 0.7 | 0.7 | 0.7 | 0.7 | 0.7 | 0.7 | 0.7 | 0.7 | 0.7 | 0.7 | 0.7 | 0.7 | 0.7 | 0.7 | 0.7 | 0.7 | 0.7 | 0.7 | 0.7 | 0.7 | 0.7 | 0.7 | 0.7 | 0.7 | 0.7 | 0.7 | 0.7
2030 | Heat and Electricity | Heat Storage CHP | Average | Period | years | 20 | 20 | 20 | 20 | 20 | 20 | 20 | 20 | 20 | 20 | 20 | 20 | 20 | 20 | 20 | 20 | 20 | 20 | 20 | 20 | 20 | 20 | 20 | 20 | 20 | 20 | 20 | 20 | 20
2030 | Heat and Electricity | Waste CHP | Average | Investment | M€/TWh/year | 207.86 | 215.91 | 176.62 | 181.53 | 186.64 | 182.61 | 215.62 | 183.2 | 208.94 | 210.12 | 210.61 | 187.33 | 180.65 | 204.42 | 199.8 | 179.86 | 179.67 | 203.73 | 185.27 | 207.17 | 180.85 | 183.6 | 177.51 | 183.2 | 188.61 | 195.38 | 214.05 | 198.04 | 198.63
2030 | Heat and Electricity | Waste CHP | Average | Period | years | 20 | 20 | 20 | 20 | 20 | 20 | 20 | 20 | 20 | 20 | 20 | 20 | 20 | 20 | 20 | 20 | 20 | 20 | 20 | 20 | 20 | 20 | 20 | 20 | 20 | 20 | 20 | 20 | 20
2030 | Heat and Electricity | Absorption HP (waste) | Absorption heat pump, district heating | Investment | M€/MWth | 0.46 | 0.51 | 0.28 | 0.31 | 0.34 | 0.31 | 0.51 | 0.32 | 0.47 | 0.48 | 0.48 | 0.34 | 0.3 | 0.44 | 0.42 | 0.3 | 0.3 | 0.44 | 0.33 | 0.46 | 0.3 | 0.32 | 0.28 | 0.32 | 0.35 | 0.39 | 0.5 | 0.41 | 0.41
2030 | Heat and Electricity | Absorption HP (waste) | Absorption heat pump, district heating | O&M | % of inv. | 0.39 | 0.39 | 0.39 | 0.39 | 0.39 | 0.39 | 0.39 | 0.39 | 0.39 | 0.39 | 0.39 | 0.39 | 0.39 | 0.39 | 0.39 | 0.39 | 0.39 | 0.39 | 0.39 | 0.39 | 0.39 | 0.39 | 0.39 | 0.39 | 0.39 | 0.39 | 0.39 | 0.39 | 0.39
2030 | Heat and Electricity | Absorption HP (waste) | Absorption heat pump, district heating | Period | years | 25 | 25 | 25 | 25 | 25 | 25 | 25 | 25 | 25 | 25 | 25 | 25 | 25 | 25 | 25 | 25 | 25 | 25 | 25 | 25 | 25 | 25 | 25 | 25 | 25 | 25 | 25 | 25 | 25
2030 | Heat and Electricity | Decentral DH HP | Electric Compression Heat Pump | Investment | M€/MWe | 2.4 | 2.65 | 1.45 | 1.6 | 1.75 | 1.63 | 2.64 | 1.65 | 2.44 | 2.47 | 2.49 | 1.77 | 1.57 | 2.3 | 2.16 | 1.55 | 1.54 | 2.28 | 1.71 | 2.38 | 1.58 | 1.66 | 1.47 | 1.65 | 1.81 | 2.02 | 2.59 | 2.1 | 2.12
2030 | Heat and Electricity | Decentral DH HP | Electric Compression Heat Pump | O&M | % of inv. | 0.3 | 0.3 | 0.3 | 0.3 | 0.3 | 0.3 | 0.3 | 0.3 | 0.3 | 0.3 | 0.3 | 0.3 | 0.3 | 0.3 | 0.3 | 0.3 | 0.3 | 0.3 | 0.3 | 0.3 | 0.3 | 0.3 | 0.3 | 0.3 | 0.3 | 0.3 | 0.3 | 0.3 | 0.3
2030 | Heat and Electricity | Decentral DH HP | Electric Compression Heat Pump | Period | years | 25 | 25 | 25 | 25 | 25 | 25 | 25 | 25 | 25 | 25 | 25 | 25 | 25 | 25 | 25 | 25 | 25 | 25 | 25 | 25 | 25 | 25 | 25 | 25 | 25 | 25 | 25 | 25 | 25
2030 | Heat and Electricity | Central DH HP | Average | Investment | M€/MWe | 2.73 | 2.84 | 2.32 | 2.38 | 2.45 | 2.4 | 2.83 | 2.41 | 2.74 | 2.76 | 2.77 | 2.46 | 2.37 | 2.68 | 2.62 | 2.36 | 2.36 | 2.68 | 2.43 | 2.72 | 2.38 | 2.41 | 2.33 | 2.41 | 2.48 | 2.57 | 2.81 | 2.6 | 2.61
2030 | Heat and Electricity | Central DH HP | Average | O&M | % of inv. | 0.34 | 0.34 | 0.34 | 0.34 | 0.34 | 0.34 | 0.34 | 0.34 | 0.34 | 0.34 | 0.34 | 0.34 | 0.34 | 0.34 | 0.34 | 0.34 | 0.34 | 0.34 | 0.34 | 0.34 | 0.34 | 0.34 | 0.34 | 0.34 | 0.34 | 0.34 | 0.34 | 0.34 | 0.34
2030 | Heat and Electricity | Central DH HP | Average | Period | years | 25 | 25 | 25 | 25 | 25 | 25 | 25 | 25 | 25 | 25 | 25 | 25 | 25 | 25 | 25 | 25 | 25 | 25 | 25 | 25 | 25 | 25 | 25 | 25 | 25 | 25 | 25 | 25 | 25
2030 | Heat and Electricity | Electric DH boilers | >10 MW at 10/15 V | Investment | M€/MWe | 0.06 | 0.06 | 0.05 | 0.05 | 0.05 | 0.05 | 0.06 | 0.05 | 0.06 | 0.06 | 0.06 | 0.05 | 0.05 | 0.06 | 0.06 | 0.05 | 0.05 | 0.06 | 0.05 | 0.06 | 0.05 | 0.05 | 0.05 | 0.05 | 0.05 | 0.05 | 0.06 | 0.06 | 0.06
2030 | Heat and Electricity | Electric DH boilers | >10 MW at 10/15 V | O&M | % of inv. | 1 | 1 | 1 | 1 | 1 | 1 | 1 | 1 | 1 | 1 | 1 | 1 | 1 | 1 | 1 | 1 | 1 | 1 | 1 | 1 | 1 | 1 | 1 | 1 | 1 | 1 | 1 | 1 | 1
2030 | Heat and Electricity | Electric DH boilers | >10 MW at 10/15 V | Period | years | 20 | 20 | 20 | 20 | 20 | 20 | 20 | 20 | 20 | 20 | 20 | 20 | 20 | 20 | 20 | 20 | 20 | 20 | 20 | 20 | 20 | 20 | 20 | 20 | 20 | 20 | 20 | 20 | 20
2030 | Heat and Electricity | DHP Boiler group 1 | Average | Investment | M€/MW | 0.49 | 0.51 | 0.42 | 0.43 | 0.44 | 0.43 | 0.51 | 0.44 | 0.5 | 0.5 | 0.5 | 0.45 | 0.43 | 0.49 | 0.48 | 0.43 | 0.43 | 0.48 | 0.44 | 0.49 | 0.43 | 0.44 | 0.42 | 0.44 | 0.45 | 0.46 | 0.51 | 0.47 | 0.47
2030 | Heat and Electricity | DHP Boiler group 1 | Average | O&M | % of inv. | 0 | 0 | 0 | 0 | 0 | 0 | 0 | 0 | 0 | 0 | 0 | 0 | 0 | 0 | 0 | 0 | 0 | 0 | 0 | 0 | 0 | 0 | 0 | 0 | 0 | 0 | 0 | 0 | 0
2030 | Heat and Electricity | DHP Boiler group 1 | Average | Period | years | 21.25 | 21.25 | 21.25 | 21.25 | 21.25 | 21.25 | 21.25 | 21.25 | 21.25 | 21.25 | 21.25 | 21.25 | 21.25 | 21.25 | 21.25 | 21.25 | 21.25 | 21.25 | 21.25 | 21.25 | 21.25 | 21.25 | 21.25 | 21.25 | 21.25 | 21.25 | 21.25 | 21.25 | 21.25
2030 | Heat and Electricity | Boilers gr. 2 and 3 | Gas boiler: 0,5-10 MW | Investment | M€/MWth | 0.05 | 0.05 | 0.04 | 0.04 | 0.04 | 0.04 | 0.05 | 0.04 | 0.05 | 0.05 | 0.05 | 0.04 | 0.04 | 0.05 | 0.05 | 0.04 | 0.04 | 0.05 | 0.04 | 0.05 | 0.04 | 0.04 | 0.04 | 0.04 | 0.04 | 0.05 | 0.05 | 0.05 | 0.05
2030 | Heat and Electricity | Boilers gr. 2 and 3 | Gas boiler: 0,5-10 MW | O&M | % of inv. | 3.8 | 3.8 | 3.8 | 3.8 | 3.8 | 3.8 | 3.8 | 3.8 | 3.8 | 3.8 | 3.8 | 3.8 | 3.8 | 3.8 | 3.8 | 3.8 | 3.8 | 3.8 | 3.8 | 3.8 | 3.8 | 3.8 | 3.8 | 3.8 | 3.8 | 3.8 | 3.8 | 3.8 | 3.8
2030 | Heat and Electricity | Boilers gr. 2 and 3 | Gas boiler: 0,5-10 MW | Period | years | 25 | 25 | 25 | 25 | 25 | 25 | 25 | 25 | 25 | 25 | 25 | 25 | 25 | 25 | 25 | 25 | 25 | 25 | 25 | 25 | 25 | 25 | 25 | 25 | 25 | 25 | 25 | 25 | 25
2030 | Heat and Electricity | Boilers gr. 2 and 3 | Straw boiler: 1-12 MW | Investment | M€/MWth | 0.77 | 0.8 | 0.66 | 0.67 | 0.69 | 0.68 | 0.8 | 0.68 | 0.78 | 0.78 | 0.78 | 0.7 | 0.67 | 0.76 | 0.74 | 0.67 | 0.67 | 0.76 | 0.69 | 0.77 | 0.67 | 0.68 | 0.66 | 0.68 | 0.7 | 0.72 | 0.79 | 0.73 | 0.74
2030 | Heat and Electricity | Boilers gr. 2 and 3 | Straw boiler: 1-12 MW | Period | years | 20 | 20 | 20 | 20 | 20 | 20 | 20 | 20 | 20 | 20 | 20 | 20 | 20 | 20 | 20 | 20 | 20 | 20 | 20 | 20 | 20 | 20 | 20 | 20 | 20 | 20 | 20 | 20 | 20
2030 | Heat and Electricity | Boilers gr. 2 and 3 | Wood-pellets: <2 MW | Investment | M€/MWth | 0.39 | 0.4 | 0.33 | 0.34 | 0.35 | 0.34 | 0.4 | 0.34 | 0.39 | 0.39 | 0.39 | 0.35 | 0.34 | 0.38 | 0.37 | 0.33 | 0.33 | 0.38 | 0.34 | 0.38 | 0.34 | 0.34 | 0.33 | 0.34 | 0.35 | 0.36 | 0.4 | 0.37 | 0.37
2030 | Heat and Electricity | Boilers gr. 2 and 3 | Wood-pellets: <2 MW | Period | years | 20 | 20 | 20 | 20 | 20 | 20 | 20 | 20 | 20 | 20 | 20 | 20 | 20 | 20 | 20 | 20 | 20 | 20 | 20 | 20 | 20 | 20 | 20 | 20 | 20 | 20 | 20 | 20 | 20
2030 | Heat and Electricity | Boilers gr. 2 and 3 | Woodchip boiler: 1-12 MW | Investment | M€/MWth | 0.77 | 0.8 | 0.66 | 0.67 | 0.69 | 0.68 | 0.8 | 0.68 | 0.78 | 0.78 | 0.78 | 0.7 | 0.67 | 0.76 | 0.74 | 0.67 | 0.67 | 0.76 | 0.69 | 0.77 | 0.67 | 0.68 | 0.66 | 0.68 | 0.7 | 0.72 | 0.79 | 0.73 | 0.74
2030 | Heat and Electricity | Boilers gr. 2 and 3 | Woodchip boiler: 1-12 MW | Period | years | 20 | 20 | 20 | 20 | 20 | 20 | 20 | 20 | 20 | 20 | 20 | 20 | 20 | 20 | 20 | 20 | 20 | 20 | 20 | 20 | 20 | 20 | 20 | 20 | 20 | 20 | 20 | 20 | 20
2030 | Heat and Electricity | Large Power plants | Biomass (pellets): 250-400 MW | Investment | M€/MWe | 1.75 | 1.86 | 1.29 | 1.36 | 1.44 | 1.38 | 1.86 | 1.38 | 1.76 | 1.78 | 1.79 | 1.45 | 1.35 | 1.7 | 1.63 | 1.34 | 1.33 | 1.69 | 1.41 | 1.74 | 1.35 | 1.39 | 1.3 | 1.38 | 1.46 | 1.56 | 1.84 | 1.6 | 1.61
2030 | Heat and Electricity | Large Power plants | Biomass (pellets): 250-400 MW | O&M | % of inv. | 1.63 | 1.63 | 1.63 | 1.63 | 1.63 | 1.63 | 1.63 | 1.63 | 1.63 | 1.63 | 1.63 | 1.63 | 1.63 | 1.63 | 1.63 | 1.63 | 1.63 | 1.63 | 1.63 | 1.63 | 1.63 | 1.63 | 1.63 | 1.63 | 1.63 | 1.63 | 1.63 | 1.63 | 1.63
2030 | Heat and Electricity | Large Power plants | Biomass (pellets): 250-400 MW | Period | years | 40 | 40 | 40 | 40 | 40 | 40 | 40 | 40 | 40 | 40 | 40 | 40 | 40 | 40 | 40 | 40 | 40 | 40 | 40 | 40 | 40 | 40 | 40 | 40 | 40 | 40 | 40 | 40 | 40
2030 | Heat and Electricity | Large Power plants | CCGT: 10-100 MW | Investment | M€/MWe | 1.13 | 1.2 | 0.83 | 0.88 | 0.93 | 0.89 | 1.2 | 0.89 | 1.14 | 1.15 | 1.15 | 0.93 | 0.87 | 1.09 | 1.05 | 0.86 | 0.86 | 1.09 | 0.91 | 1.12 | 0.87 | 0.9 | 0.84 | 0.89 | 0.94 | 1.01 | 1.19 | 1.03 | 1.04
2030 | Heat and Electricity | Large Power plants | CCGT: 10-100 MW | O&M | % of inv. | 2.32 | 2.32 | 2.32 | 2.32 | 2.32 | 2.32 | 2.32 | 2.32 | 2.32 | 2.32 | 2.32 | 2.32 | 2.32 | 2.32 | 2.32 | 2.32 | 2.32 | 2.32 | 2.32 | 2.32 | 2.32 | 2.32 | 2.32 | 2.32 | 2.32 | 2.32 | 2.32 | 2.32 | 2.32
2030 | Heat and Electricity | Large Power plants | CCGT: 10-100 MW | Period | years | 25 | 25 | 25 | 25 | 25 | 25 | 25 | 25 | 25 | 25 | 25 | 25 | 25 | 25 | 25 | 25 | 25 | 25 | 25 | 25 | 25 | 25 | 25 | 25 | 25 | 25 | 25 | 25 | 25
2030 | Heat and Electricity | Large Power plants | CCGT: 100-500 MW | Investment | M€/MWe | 0.78 | 0.83 | 0.57 | 0.61 | 0.64 | 0.61 | 0.83 | 0.62 | 0.79 | 0.79 | 0.8 | 0.64 | 0.6 | 0.76 | 0.73 | 0.6 | 0.59 | 0.75 | 0.63 | 0.77 | 0.6 | 0.62 | 0.58 | 0.62 | 0.65 | 0.7 | 0.82 | 0.71 | 0.72
2030 | Heat and Electricity | Large Power plants | CCGT: 100-500 MW | O&M | % of inv. | 3.35 | 3.35 | 3.35 | 3.35 | 3.35 | 3.35 | 3.35 | 3.35 | 3.35 | 3.35 | 3.35 | 3.35 | 3.35 | 3.35 | 3.35 | 3.35 | 3.35 | 3.35 | 3.35 | 3.35 | 3.35 | 3.35 | 3.35 | 3.35 | 3.35 | 3.35 | 3.35 | 3.35 | 3.35
2030 | Heat and Electricity | Large Power plants | CCGT: 100-500 MW | Period | years | 25 | 25 | 25 | 25 | 25 | 25 | 25 | 25 | 25 | 25 | 25 | 25 | 25 | 25 | 25 | 25 | 25 | 25 | 25 | 25 | 25 | 25 | 25 | 25 | 25 | 25 | 25 | 25 | 25
2030 | Heat and Electricity | Large Power plants | Coal: 400-700 MW | Investment | M€/MWe | 1.75 | 1.86 | 1.29 | 1.36 | 1.44 | 1.38 | 1.86 | 1.38 | 1.76 | 1.78 | 1.79 | 1.45 | 1.35 | 1.7 | 1.63 | 1.34 | 1.33 | 1.69 | 1.41 | 1.74 | 1.35 | 1.39 | 1.3 | 1.38 | 1.46 | 1.56 | 1.84 | 1.6 | 1.61
2030 | Heat and Electricity | Large Power plants | Coal: 400-700 MW | O&M | % of inv. | 1.63 | 1.63 | 1.63 | 1.63 | 1.63 | 1.63 | 1.63 | 1.63 | 1.63 | 1.63 | 1.63 | 1.63 | 1.63 | 1.63 | 1.63 | 1.63 | 1.63 | 1.63 | 1.63 | 1.63 | 1.63 | 1.63 | 1.63 | 1.63 | 1.63 | 1.63 | 1.63 | 1.63 | 1.63
2030 | Heat and Electricity | Large Power plants | Coal: 400-700 MW | Period | years | 40 | 40 | 40 | 40 | 40 | 40 | 40 | 40 | 40 | 40 | 40 | 40 | 40 | 40 | 40 | 40 | 40 | 40 | 40 | 40 | 40 | 40 | 40 | 40 | 40 | 40 | 40 | 40 | 40
2030 | Heat and Electricity | Large Power plants | SCGT: 40-125 MW | Investment | M€/MWe | 0.53 | 0.56 | 0.39 | 0.41 | 0.43 | 0.41 | 0.56 | 0.42 | 0.53 | 0.54 | 0.54 | 0.44 | 0.41 | 0.51 | 0.49 | 0.4 | 0.4 | 0.51 | 0.43 | 0.52 | 0.41 | 0.42 | 0.39 | 0.42 | 0.44 | 0.47 | 0.55 | 0.48 | 0.48
2030 | Heat and Electricity | Large Power plants | SCGT: 40-125 MW | O&M | % of inv. | 3.3 | 3.3 | 3.3 | 3.3 | 3.3 | 3.3 | 3.3 | 3.3 | 3.3 | 3.3 | 3.3 | 3.3 | 3.3 | 3.3 | 3.3 | 3.3 | 3.3 | 3.3 | 3.3 | 3.3 | 3.3 | 3.3 | 3.3 | 3.3 | 3.3 | 3.3 | 3.3 | 3.3 | 3.3
2030 | Heat and Electricity | Large Power plants | SCGT: 40-125 MW | Period | years | 25 | 25 | 25 | 25 | 25 | 25 | 25 | 25 | 25 | 25 | 25 | 25 | 25 | 25 | 25 | 25 | 25 | 25 | 25 | 25 | 25 | 25 | 25 | 25 | 25 | 25 | 25 | 25 | 25
2030 | Heat and Electricity | Nuclear plants | Average | Investment | M€/MWe | 4.41 | 4.66 | 3.42 | 3.58 | 3.74 | 3.61 | 4.65 | 3.63 | 4.44 | 4.48 | 4.49 | 3.76 | 3.55 | 4.3 | 4.15 | 3.53 | 3.52 | 4.28 | 3.7 | 4.39 | 3.56 | 3.64 | 3.45 | 3.63 | 3.8 | 4.01 | 4.6 | 4.1 | 4.12
2030 | Heat and Electricity | Nuclear plants | Average | O&M | % of inv. | 1.9 | 1.9 | 1.9 | 1.9 | 1.9 | 1.9 | 1.9 | 1.9 | 1.9 | 1.9 | 1.9 | 1.9 | 1.9 | 1.9 | 1.9 | 1.9 | 1.9 | 1.9 | 1.9 | 1.9 | 1.9 | 1.9 | 1.9 | 1.9 | 1.9 | 1.9 | 1.9 | 1.9 | 1.9
2030 | Heat and Electricity | Nuclear plants | Average | Period | years | 60 | 60 | 60 | 60 | 60 | 60 | 60 | 60 | 60 | 60 | 60 | 60 | 60 | 60 | 60 | 60 | 60 | 60 | 60 | 60 | 60 | 60 | 60 | 60 | 60 | 60 | 60 | 60 | 60
2030 | Heat and Electricity | Pump hydro | Average | Investment | M€/MWe | 0.58 | 0.6 | 0.49 | 0.51 | 0.52 | 0.51 | 0.6 | 0.51 | 0.58 | 0.58 | 0.59 | 0.52 | 0.5 | 0.57 | 0.56 | 0.5 | 0.5 | 0.57 | 0.52 | 0.58 | 0.5 | 0.51 | 0.49 | 0.51 | 0.52 | 0.54 | 0.6 | 0.55 | 0.55
2030 | Heat and Electricity | Pump hydro | Average | O&M | % of inv. | 1.5 | 1.5 | 1.5 | 1.5 | 1.5 | 1.5 | 1.5 | 1.5 | 1.5 | 1.5 | 1.5 | 1.5 | 1.5 | 1.5 | 1.5 | 1.5 | 1.5 | 1.5 | 1.5 | 1.5 | 1.5 | 1.5 | 1.5 | 1.5 | 1.5 | 1.5 | 1.5 | 1.5 | 1.5
2030 | Heat and Electricity | Pump hydro | Average | Period | years | 50 | 50 | 50 | 50 | 50 | 50 | 50 | 50 | 50 | 50 | 50 | 50 | 50 | 50 | 50 | 50 | 50 | 50 | 50 | 50 | 50 | 50 | 50 | 50 | 50 | 50 | 50 | 50 | 50
2030 | Heat and Electricity | Pumped storage | Average | Investment | M€/GWh | 7.66 | 8.04 | 6.19 | 6.42 | 6.66 | 6.48 | 8.03 | 6.5 | 7.71 | 7.77 | 7.79 | 6.7 | 6.38 | 7.5 | 7.28 | 6.35 | 6.34 | 7.47 | 6.6 | 7.63 | 6.39 | 6.52 | 6.24 | 6.5 | 6.76 | 7.08 | 7.95 | 7.2 | 7.23
2030 | Heat and Electricity | Pumped storage | Average | O&M | % of inv. | 1.5 | 1.5 | 1.5 | 1.5 | 1.5 | 1.5 | 1.5 | 1.5 | 1.5 | 1.5 | 1.5 | 1.5 | 1.5 | 1.5 | 1.5 | 1.5 | 1.5 | 1.5 | 1.5 | 1.5 | 1.5 | 1.5 | 1.5 | 1.5 | 1.5 | 1.5 | 1.5 | 1.5 | 1.5
2030 | Heat and Electricity | Pumped storage | Average | Period | years | 50 | 50 | 50 | 50 | 50 | 50 | 50 | 50 | 50 | 50 | 50 | 50 | 50 | 50 | 50 | 50 | 50 | 50 | 50 | 50 | 50 | 50 | 50 | 50 | 50 | 50 | 50 | 50 | 50
2030 | Heat and Electricity | Industrial CHP electricity | Average | Investment | M€/TWh/year | 61.21 | 63.59 | 52.02 | 53.46 | 54.97 | 53.78 | 63.5 | 53.95 | 61.53 | 61.88 | 62.02 | 55.17 | 53.2 | 60.2 | 58.84 | 52.97 | 52.91 | 60 | 54.56 | 61.01 | 53.26 | 54.07 | 52.28 | 53.95 | 55.54 | 57.54 | 63.04 | 58.32 | 58.5
2030 | Heat and Electricity | Industrial CHP heating | Average | Investment | M€/TWh/year | 59.5 | 63.65 | 43.4 | 45.93 | 48.57 | 46.49 | 63.5 | 46.79 | 60.06 | 60.66 | 60.92 | 48.92 | 45.48 | 57.73 | 55.35 | 45.07 | 44.97 | 57.37 | 47.86 | 59.15 | 45.58 | 47 | 43.86 | 46.79 | 49.58 | 53.07 | 62.69 | 54.44 | 54.74
2030 | Heat and Electricity | Industrial CHP heating | Average | O&M | % of inv. | 2.14 | 2.14 | 2.14 | 2.14 | 2.14 | 2.14 | 2.14 | 2.14 | 2.14 | 2.14 | 2.14 | 2.14 | 2.14 | 2.14 | 2.14 | 2.14 | 2.14 | 2.14 | 2.14 | 2.14 | 2.14 | 2.14 | 2.14 | 2.14 | 2.14 | 2.14 | 2.14 | 2.14 | 2.14
2030 | Heat and Electricity | Industrial CHP electricity | Average | O&M | % of inv. | 2.14 | 2.14 | 2.14 | 2.14 | 2.14 | 2.14 | 2.14 | 2.14 | 2.14 | 2.14 | 2.14 | 2.14 | 2.14 | 2.14 | 2.14 | 2.14 | 2.14 | 2.14 | 2.14 | 2.14 | 2.14 | 2.14 | 2.14 | 2.14 | 2.14 | 2.14 | 2.14 | 2.14 | 2.14
2030 | Heat and Electricity | Industrial CHP heating | Average | Period | years | 31 | 31 | 31 | 31 | 31 | 31 | 31 | 31 | 31 | 31 | 31 | 31 | 31 | 31 | 31 | 31 | 31 | 31 | 31 | 31 | 31 | 31 | 31 | 31 | 31 | 31 | 31 | 31 | 31
2030 | Heat and Electricity | Industrial CHP electricity | Average | Period | years | 31 | 31 | 31 | 31 | 31 | 31 | 31 | 31 | 31 | 31 | 31 | 31 | 31 | 31 | 31 | 31 | 31 | 31 | 31 | 31 | 31 | 31 | 31 | 31 | 31 | 31 | 31 | 31 | 31
2030 | Renewable Energy | Onshore wind power | Large wind turbines on land | Investment | M€/MWe | 0.87 | 0.91 | 0.7 | 0.73 | 0.76 | 0.74 | 0.91 | 0.74 | 0.87 | 0.88 | 0.88 | 0.76 | 0.73 | 0.85 | 0.83 | 0.72 | 0.72 | 0.85 | 0.75 | 0.87 | 0.73 | 0.74 | 0.71 | 0.74 | 0.77 | 0.8 | 0.9 | 0.82 | 0.82
2030 | Renewable Energy | Onshore wind power | Large wind turbines on land | O&M | % of inv. | 3.27 | 3.27 | 3.27 | 3.27 | 3.27 | 3.27 | 3.27 | 3.27 | 3.27 | 3.27 | 3.27 | 3.27 | 3.27 | 3.27 | 3.27 | 3.27 | 3.27 | 3.27 | 3.27 | 3.27 | 3.27 | 3.27 | 3.27 | 3.27 | 3.27 | 3.27 | 3.27 | 3.27 | 3.27
2030 | Renewable Energy | Onshore wind power | Large wind turbines on land | Period | years | 30 | 30 | 30 | 30 | 30 | 30 | 30 | 30 | 30 | 30 | 30 | 30 | 30 | 30 | 30 | 30 | 30 | 30 | 30 | 30 | 30 | 30 | 30 | 30 | 30 | 30 | 30 | 30 | 30
2030 | Renewable Energy | Offshore wind power | Large wind turbines off-shore | Investment | M€/MWe | 1.79 | 2 | 1 | 1.12 | 1.25 | 1.15 | 1.99 | 1.17 | 1.82 | 1.85 | 1.86 | 1.27 | 1.1 | 1.71 | 1.59 | 1.08 | 1.08 | 1.69 | 1.22 | 1.78 | 1.11 | 1.18 | 1.02 | 1.17 | 1.3 | 1.48 | 1.95 | 1.54 | 1.56
2030 | Renewable Energy | Offshore wind power | Large wind turbines off-shore | O&M | % of inv. | 1.9 | 1.9 | 1.9 | 1.9 | 1.9 | 1.9 | 1.9 | 1.9 | 1.9 | 1.9 | 1.9 | 1.9 | 1.9 | 1.9 | 1.9 | 1.9 | 1.9 | 1.9 | 1.9 | 1.9 | 1.9 | 1.9 | 1.9 | 1.9 | 1.9 | 1.9 | 1.9 | 1.9 | 1.9
2030 | Renewable Energy | Offshore wind power | Large wind turbines off-shore | Period | years | 30 | 30 | 30 | 30 | 30 | 30 | 30 | 30 | 30 | 30 | 30 | 30 | 30 | 30 | 30 | 30 | 30 | 30 | 30 | 30 | 30 | 30 | 30 | 30 | 30 | 30 | 30 | 30 | 30
2030 | Renewable Energy | Offshore wind power | Large wind turbines off-shore, near-shore | Investment | M€/MWe | 1.58 | 1.76 | 0.88 | 0.99 | 1.1 | 1.01 | 1.75 | 1.03 | 1.6 | 1.63 | 1.64 | 1.12 | 0.97 | 1.5 | 1.4 | 0.95 | 0.95 | 1.48 | 1.07 | 1.56 | 0.97 | 1.04 | 0.9 | 1.03 | 1.15 | 1.3 | 1.71 | 1.36 | 1.37
2030 | Renewable Energy | Offshore wind power | Large wind turbines off-shore, near-shore | O&M | % of inv. | 1.94 | 1.94 | 1.94 | 1.94 | 1.94 | 1.94 | 1.94 | 1.94 | 1.94 | 1.94 | 1.94 | 1.94 | 1.94 | 1.94 | 1.94 | 1.94 | 1.94 | 1.94 | 1.94 | 1.94 | 1.94 | 1.94 | 1.94 | 1.94 | 1.94 | 1.94 | 1.94 | 1.94 | 1.94
2030 | Renewable Energy | Offshore wind power | Large wind turbines off-shore, near-shore | Period | years | 30 | 30 | 30 | 30 | 30 | 30 | 30 | 30 | 30 | 30 | 30 | 30 | 30 | 30 | 30 | 30 | 30 | 30 | 30 | 30 | 30 | 30 | 30 | 30 | 30 | 30 | 30 | 30 | 30
2030 | Renewable Energy | Photo Voltaic | Large scale utility system | Investment | M€/MWe | 0.67 | 0.69 | 0.58 | 0.59 | 0.61 | 0.59 | 0.69 | 0.6 | 0.67 | 0.67 | 0.68 | 0.61 | 0.59 | 0.66 | 0.64 | 0.59 | 0.59 | 0.66 | 0.6 | 0.67 | 0.59 | 0.6 | 0.58 | 0.6 | 0.61 | 0.63 | 0.69 | 0.64 | 0.64
2030 | Renewable Energy | Photo Voltaic | Large scale utility system | O&M | % of inv. | 1.28 | 1.28 | 1.28 | 1.28 | 1.28 | 1.28 | 1.28 | 1.28 | 1.28 | 1.28 | 1.28 | 1.28 | 1.28 | 1.28 | 1.28 | 1.28 | 1.28 | 1.28 | 1.28 | 1.28 | 1.28 | 1.28 | 1.28 | 1.28 | 1.28 | 1.28 | 1.28 | 1.28 | 1.28
2030 | Renewable Energy | Photo Voltaic | Large scale utility system | Period | years | 40 | 40 | 40 | 40 | 40 | 40 | 40 | 40 | 40 | 40 | 40 | 40 | 40 | 40 | 40 | 40 | 40 | 40 | 40 | 40 | 40 | 40 | 40 | 40 | 40 | 40 | 40 | 40 | 40
2030 | Renewable Energy | Photo Voltaic | Small residential system | Investment | M€/MWe | 0.97 | 1 | 0.84 | 0.86 | 0.88 | 0.86 | 1 | 0.86 | 0.97 | 0.98 | 0.98 | 0.88 | 0.85 | 0.95 | 0.93 | 0.85 | 0.85 | 0.95 | 0.87 | 0.96 | 0.85 | 0.87 | 0.84 | 0.86 | 0.89 | 0.92 | 0.99 | 0.93 | 0.93
2030 | Renewable Energy | Photo Voltaic | Small residential system | O&M | % of inv. | 1 | 1 | 1 | 1 | 1 | 1 | 1 | 1 | 1 | 1 | 1 | 1 | 1 | 1 | 1 | 1 | 1 | 1 | 1 | 1 | 1 | 1 | 1 | 1 | 1 | 1 | 1 | 1 | 1
2030 | Renewable Energy | Photo Voltaic | Small residential system | Period | years | 40 | 40 | 40 | 40 | 40 | 40 | 40 | 40 | 40 | 40 | 40 | 40 | 40 | 40 | 40 | 40 | 40 | 40 | 40 | 40 | 40 | 40 | 40 | 40 | 40 | 40 | 40 | 40 | 40
2030 | Renewable Energy | Wave power | Average | Investment | M€/MWe | 3.02 | 3.36 | 1.68 | 1.89 | 2.11 | 1.94 | 3.35 | 1.96 | 3.06 | 3.11 | 3.14 | 2.14 | 1.86 | 2.87 | 2.67 | 1.82 | 1.81 | 2.84 | 2.05 | 2.99 | 1.86 | 1.98 | 1.72 | 1.96 | 2.2 | 2.49 | 3.28 | 2.6 | 2.62
2030 | Renewable Energy | Wave power | Average | Investment | M€/MWe | 5.35 | 6.11 | 2.41 | 2.87 | 3.35 | 2.97 | 6.08 | 3.03 | 5.45 | 5.56 | 5.61 | 3.41 | 2.78 | 5.03 | 4.59 | 2.71 | 2.69 | 4.96 | 3.22 | 5.29 | 2.8 | 3.06 | 2.49 | 3.03 | 3.54 | 4.17 | 5.93 | 4.42 | 4.48
2030 | Renewable Energy | Wave power | Average | O&M | % of inv. | 2.68 | 2.68 | 2.68 | 2.68 | 2.68 | 2.68 | 2.68 | 2.68 | 2.68 | 2.68 | 2.68 | 2.68 | 2.68 | 2.68 | 2.68 | 2.68 | 2.68 | 2.68 | 2.68 | 2.68 | 2.68 | 2.68 | 2.68 | 2.68 | 2.68 | 2.68 | 2.68 | 2.68 | 2.68
2030 | Renewable Energy | Wave power | Average | O&M | % of inv. | 4.7 | 4.7 | 4.7 | 4.7 | 4.7 | 4.7 | 4.7 | 4.7 | 4.7 | 4.7 | 4.7 | 4.7 | 4.7 | 4.7 | 4.7 | 4.7 | 4.7 | 4.7 | 4.7 | 4.7 | 4.7 | 4.7 | 4.7 | 4.7 | 4.7 | 4.7 | 4.7 | 4.7 | 4.7
2030 | Renewable Energy | Wave power | Average | Period | years | 25 | 25 | 25 | 25 | 25 | 25 | 25 | 25 | 25 | 25 | 25 | 25 | 25 | 25 | 25 | 25 | 25 | 25 | 25 | 25 | 25 | 25 | 25 | 25 | 25 | 25 | 25 | 25 | 25
2030 | Renewable Energy | Wave power | Average | Period | years | 20 | 20 | 20 | 20 | 20 | 20 | 20 | 20 | 20 | 20 | 20 | 20 | 20 | 20 | 20 | 20 | 20 | 20 | 20 | 20 | 20 | 20 | 20 | 20 | 20 | 20 | 20 | 20 | 20
2030 | Renewable Energy | Tidal Power | Average | Investment | M€/MWe | 3.64 | 3.85 | 2.83 | 2.96 | 3.09 | 2.98 | 3.84 | 3 | 3.67 | 3.7 | 3.71 | 3.11 | 2.93 | 3.55 | 3.43 | 2.91 | 2.91 | 3.53 | 3.05 | 3.62 | 2.94 | 3.01 | 2.85 | 3 | 3.14 | 3.32 | 3.8 | 3.38 | 3.4
2030 | Renewable Energy | Tidal Power | Average | O&M | % of inv. | 3.8 | 3.8 | 3.8 | 3.8 | 3.8 | 3.8 | 3.8 | 3.8 | 3.8 | 3.8 | 3.8 | 3.8 | 3.8 | 3.8 | 3.8 | 3.8 | 3.8 | 3.8 | 3.8 | 3.8 | 3.8 | 3.8 | 3.8 | 3.8 | 3.8 | 3.8 | 3.8 | 3.8 | 3.8
2030 | Renewable Energy | Tidal Power | Average | Period | years | 20 | 20 | 20 | 20 | 20 | 20 | 20 | 20 | 20 | 20 | 20 | 20 | 20 | 20 | 20 | 20 | 20 | 20 | 20 | 20 | 20 | 20 | 20 | 20 | 20 | 20 | 20 | 20 | 20
2030 | Renewable Energy | CSP solar power | Average | Investment | M€/MWe | 4.07 | 4.3 | 3.16 | 3.3 | 3.45 | 3.33 | 4.29 | 3.35 | 4.1 | 4.13 | 4.15 | 3.47 | 3.28 | 3.97 | 3.83 | 3.25 | 3.25 | 3.95 | 3.41 | 4.05 | 3.28 | 3.36 | 3.19 | 3.35 | 3.51 | 3.71 | 4.25 | 3.78 | 3.8
2030 | Renewable Energy | CSP solar power | Average | O&M | % of inv. | 4 | 4 | 4 | 4 | 4 | 4 | 4 | 4 | 4 | 4 | 4 | 4 | 4 | 4 | 4 | 4 | 4 | 4 | 4 | 4 | 4 | 4 | 4 | 4 | 4 | 4 | 4 | 4 | 4
2030 | Renewable Energy | CSP solar power | Average | Period | years | 30 | 30 | 30 | 30 | 30 | 30 | 30 | 30 | 30 | 30 | 30 | 30 | 30 | 30 | 30 | 30 | 30 | 30 | 30 | 30 | 30 | 30 | 30 | 30 | 30 | 30 | 30 | 30 | 30
2030 | Renewable Energy | Photo Voltaic | Medium sized commercial system | Investment | M€/MWe | 0.83 | 0.85 | 0.71 | 0.73 | 0.75 | 0.74 | 0.85 | 0.74 | 0.83 | 0.83 | 0.84 | 0.75 | 0.73 | 0.81 | 0.8 | 0.73 | 0.72 | 0.81 | 0.74 | 0.82 | 0.73 | 0.74 | 0.72 | 0.74 | 0.76 | 0.78 | 0.85 | 0.79 | 0.79
2030 | Renewable Energy | Photo Voltaic | Medium sized commercial system | O&M | % of inv. | 1 | 1 | 1 | 1 | 1 | 1 | 1 | 1 | 1 | 1 | 1 | 1 | 1 | 1 | 1 | 1 | 1 | 1 | 1 | 1 | 1 | 1 | 1 | 1 | 1 | 1 | 1 | 1 | 1
2030 | Renewable Energy | Photo Voltaic | Medium sized commercial system | Period | years | 40 | 40 | 40 | 40 | 40 | 40 | 40 | 40 | 40 | 40 | 40 | 40 | 40 | 40 | 40 | 40 | 40 | 40 | 40 | 40 | 40 | 40 | 40 | 40 | 40 | 40 | 40 | 40 | 40
2030 | Renewable Energy | River hydro | Average | Investment | M€/MWe | 6.02 | 6.37 | 4.67 | 4.89 | 5.11 | 4.93 | 6.35 | 4.96 | 6.07 | 6.12 | 6.14 | 5.14 | 4.85 | 5.87 | 5.67 | 4.81 | 4.81 | 5.84 | 5.05 | 5.99 | 4.86 | 4.97 | 4.71 | 4.96 | 5.19 | 5.48 | 6.28 | 5.6 | 5.62
2030 | Renewable Energy | River hydro | Average | O&M | % of inv. | 1.5 | 1.5 | 1.5 | 1.5 | 1.5 | 1.5 | 1.5 | 1.5 | 1.5 | 1.5 | 1.5 | 1.5 | 1.5 | 1.5 | 1.5 | 1.5 | 1.5 | 1.5 | 1.5 | 1.5 | 1.5 | 1.5 | 1.5 | 1.5 | 1.5 | 1.5 | 1.5 | 1.5 | 1.5
2030 | Renewable Energy | River hydro | Average | Period | years | 60 | 60 | 60 | 60 | 60 | 60 | 60 | 60 | 60 | 60 | 60 | 60 | 60 | 60 | 60 | 60 | 60 | 60 | 60 | 60 | 60 | 60 | 60 | 60 | 60 | 60 | 60 | 60 | 60
2030 | Renewable Energy | Dammed Hydro power | Average | Investment | M€/MWe | 2.73 | 2.89 | 2.12 | 2.22 | 2.32 | 2.24 | 2.88 | 2.25 | 2.75 | 2.77 | 2.78 | 2.33 | 2.2 | 2.66 | 2.57 | 2.18 | 2.18 | 2.65 | 2.29 | 2.72 | 2.2 | 2.26 | 2.14 | 2.25 | 2.35 | 2.49 | 2.85 | 2.54 | 2.55
2030 | Renewable Energy | Dammed Hydro power | Average | O&M | % of inv. | 1.25 | 1.25 | 1.25 | 1.25 | 1.25 | 1.25 | 1.25 | 1.25 | 1.25 | 1.25 | 1.25 | 1.25 | 1.25 | 1.25 | 1.25 | 1.25 | 1.25 | 1.25 | 1.25 | 1.25 | 1.25 | 1.25 | 1.25 | 1.25 | 1.25 | 1.25 | 1.25 | 1.25 | 1.25
2030 | Renewable Energy | Dammed Hydro power | Average | Period | years | 60 | 60 | 60 | 60 | 60 | 60 | 60 | 60 | 60 | 60 | 60 | 60 | 60 | 60 | 60 | 60 | 60 | 60 | 60 | 60 | 60 | 60 | 60 | 60 | 60 | 60 | 60 | 60 | 60
2030 | Renewable Energy | Dammed Hydro Storage | Average | Investment | M€/GWh | 7.66 | 8.04 | 6.19 | 6.42 | 6.66 | 6.48 | 8.03 | 6.5 | 7.71 | 7.77 | 7.79 | 6.7 | 6.38 | 7.5 | 7.28 | 6.35 | 6.34 | 7.47 | 6.6 | 7.63 | 6.39 | 6.52 | 6.24 | 6.5 | 6.76 | 7.08 | 7.95 | 7.2 | 7.23
2030 | Renewable Energy | Dammed Hydro Storage | Average | O&M | % of inv. | 1.5 | 1.5 | 1.5 | 1.5 | 1.5 | 1.5 | 1.5 | 1.5 | 1.5 | 1.5 | 1.5 | 1.5 | 1.5 | 1.5 | 1.5 | 1.5 | 1.5 | 1.5 | 1.5 | 1.5 | 1.5 | 1.5 | 1.5 | 1.5 | 1.5 | 1.5 | 1.5 | 1.5 | 1.5
2030 | Renewable Energy | Dammed Hydro Storage | Average | Period | years | 50 | 50 | 50 | 50 | 50 | 50 | 50 | 50 | 50 | 50 | 50 | 50 | 50 | 50 | 50 | 50 | 50 | 50 | 50 | 50 | 50 | 50 | 50 | 50 | 50 | 50 | 50 | 50 | 50
2030 | Renewable Energy | Hydro pump | Average | Investment | M€/MWe | 0.7 | 0.74 | 0.54 | 0.56 | 0.59 | 0.57 | 0.73 | 0.57 | 0.7 | 0.71 | 0.71 | 0.59 | 0.56 | 0.68 | 0.66 | 0.56 | 0.56 | 0.68 | 0.58 | 0.69 | 0.56 | 0.58 | 0.54 | 0.57 | 0.6 | 0.63 | 0.73 | 0.65 | 0.65
2030 | Renewable Energy | Hydro pump | Average | Investment | M€/MWe | 0.58 | 0.6 | 0.49 | 0.51 | 0.52 | 0.51 | 0.6 | 0.51 | 0.58 | 0.58 | 0.59 | 0.52 | 0.5 | 0.57 | 0.56 | 0.5 | 0.5 | 0.57 | 0.52 | 0.58 | 0.5 | 0.51 | 0.49 | 0.51 | 0.52 | 0.54 | 0.6 | 0.55 | 0.55
2030 | Renewable Energy | Hydro pump | Average | O&M | % of inv. | 1.5 | 1.5 | 1.5 | 1.5 | 1.5 | 1.5 | 1.5 | 1.5 | 1.5 | 1.5 | 1.5 | 1.5 | 1.5 | 1.5 | 1.5 | 1.5 | 1.5 | 1.5 | 1.5 | 1.5 | 1.5 | 1.5 | 1.5 | 1.5 | 1.5 | 1.5 | 1.5 | 1.5 | 1.5
2030 | Renewable Energy | Hydro pump | Average | O&M | % of inv. | 1.5 | 1.5 | 1.5 | 1.5 | 1.5 | 1.5 | 1.5 | 1.5 | 1.5 | 1.5 | 1.5 | 1.5 | 1.5 | 1.5 | 1.5 | 1.5 | 1.5 | 1.5 | 1.5 | 1.5 | 1.5 | 1.5 | 1.5 | 1.5 | 1.5 | 1.5 | 1.5 | 1.5 | 1.5
2030 | Renewable Energy | Hydro pump | Average | Period | years | 60 | 60 | 60 | 60 | 60 | 60 | 60 | 60 | 60 | 60 | 60 | 60 | 60 | 60 | 60 | 60 | 60 | 60 | 60 | 60 | 60 | 60 | 60 | 60 | 60 | 60 | 60 | 60 | 60
2030 | Renewable Energy | Hydro pump | Average | Period | years | 50 | 50 | 50 | 50 | 50 | 50 | 50 | 50 | 50 | 50 | 50 | 50 | 50 | 50 | 50 | 50 | 50 | 50 | 50 | 50 | 50 | 50 | 50 | 50 | 50 | 50 | 50 | 50 | 50
2030 | Renewable Energy | Geothermal Electricity | Average | Investment | M€/MWe | 4.79 | 5.06 | 3.72 | 3.89 | 4.06 | 3.92 | 5.05 | 3.94 | 4.82 | 4.86 | 4.88 | 4.08 | 3.85 | 4.67 | 4.51 | 3.83 | 3.82 | 4.64 | 4.01 | 4.76 | 3.86 | 3.96 | 3.75 | 3.94 | 4.13 | 4.36 | 5 | 4.45 | 4.47
2030 | Renewable Energy | Geothermal Electricity | Average | O&M | % of inv. | 1.8 | 1.8 | 1.8 | 1.8 | 1.8 | 1.8 | 1.8 | 1.8 | 1.8 | 1.8 | 1.8 | 1.8 | 1.8 | 1.8 | 1.8 | 1.8 | 1.8 | 1.8 | 1.8 | 1.8 | 1.8 | 1.8 | 1.8 | 1.8 | 1.8 | 1.8 | 1.8 | 1.8 | 1.8
2030 | Renewable Energy | Geothermal Electricity | Average | Period | years | 30 | 30 | 30 | 30 | 30 | 30 | 30 | 30 | 30 | 30 | 30 | 30 | 30 | 30 | 30 | 30 | 30 | 30 | 30 | 30 | 30 | 30 | 30 | 30 | 30 | 30 | 30 | 30 | 30
2030 | Renewable Energy | Geothermal heating | Average | Investment | M€/TWh/year | 159.28 | 167.07 | 129.08 | 133.83 | 138.77 | 134.87 | 166.79 | 135.44 | 160.33 | 161.47 | 161.94 | 139.43 | 132.97 | 155.96 | 151.49 | 132.21 | 132.02 | 155.29 | 137.44 | 158.62 | 133.16 | 135.82 | 129.93 | 135.44 | 140.67 | 147.22 | 165.27 | 149.78 | 150.35
2030 | Renewable Energy | Geothermal heating | Average | Investment | M€/TWh/year | 238.75 | 250.43 | 193.48 | 200.6 | 208 | 202.16 | 250 | 203.02 | 240.32 | 242.03 | 242.74 | 209 | 199.32 | 233.77 | 227.08 | 198.18 | 197.89 | 232.77 | 206.01 | 237.76 | 199.6 | 203.59 | 194.76 | 203.02 | 210.85 | 220.67 | 247.72 | 224.52 | 225.37
2030 | Renewable Energy | Geothermal heating | Average | O&M | % of inv. | 0 | 0 | 0 | 0 | 0 | 0 | 0 | 0 | 0 | 0 | 0 | 0 | 0 | 0 | 0 | 0 | 0 | 0 | 0 | 0 | 0 | 0 | 0 | 0 | 0 | 0 | 0 | 0 | 0
2030 | Renewable Energy | Geothermal heating | Average | O&M | % of inv. | 2.45 | 2.45 | 2.45 | 2.45 | 2.45 | 2.45 | 2.45 | 2.45 | 2.45 | 2.45 | 2.45 | 2.45 | 2.45 | 2.45 | 2.45 | 2.45 | 2.45 | 2.45 | 2.45 | 2.45 | 2.45 | 2.45 | 2.45 | 2.45 | 2.45 | 2.45 | 2.45 | 2.45 | 2.45
2030 | Renewable Energy | Geothermal heating | Average | Period | years | 30 | 30 | 30 | 30 | 30 | 30 | 30 | 30 | 30 | 30 | 30 | 30 | 30 | 30 | 30 | 30 | 30 | 30 | 30 | 30 | 30 | 30 | 30 | 30 | 30 | 30 | 30 | 30 | 30
2030 | Renewable Energy | Geothermal heating | Average | Period | years | 25 | 25 | 25 | 25 | 25 | 25 | 25 | 25 | 25 | 25 | 25 | 25 | 25 | 25 | 25 | 25 | 25 | 25 | 25 | 25 | 25 | 25 | 25 | 25 | 25 | 25 | 25 | 25 | 25
2030 | Renewable Energy | Solar thermal DH | Average | Investment | M€/TWh/year | 295.95 | 307.42 | 251.47 | 258.47 | 265.74 | 260.01 | 307 | 260.85 | 297.49 | 299.17 | 299.87 | 266.72 | 257.21 | 291.06 | 284.48 | 256.09 | 255.81 | 290.08 | 263.78 | 294.97 | 257.49 | 261.4 | 252.73 | 260.85 | 268.54 | 278.19 | 304.76 | 281.96 | 282.8
2030 | Renewable Energy | Solar thermal DH | Average | O&M | % of inv. | 0.15 | 0.15 | 0.15 | 0.15 | 0.15 | 0.15 | 0.15 | 0.15 | 0.15 | 0.15 | 0.15 | 0.15 | 0.15 | 0.15 | 0.15 | 0.15 | 0.15 | 0.15 | 0.15 | 0.15 | 0.15 | 0.15 | 0.15 | 0.15 | 0.15 | 0.15 | 0.15 | 0.15 | 0.15
2030 | Renewable Energy | Solar thermal DH | Average | Period | years | 30 | 30 | 30 | 30 | 30 | 30 | 30 | 30 | 30 | 30 | 30 | 30 | 30 | 30 | 30 | 30 | 30 | 30 | 30 | 30 | 30 | 30 | 30 | 30 | 30 | 30 | 30 | 30 | 30
2030 | Renewable Energy | Heat storage solar | Average | Investment | M€/GWh | 0.47 | 0.5 | 0.36 | 0.38 | 0.4 | 0.39 | 0.5 | 0.39 | 0.48 | 0.48 | 0.48 | 0.4 | 0.38 | 0.46 | 0.44 | 0.38 | 0.37 | 0.46 | 0.39 | 0.47 | 0.38 | 0.39 | 0.37 | 0.39 | 0.41 | 0.43 | 0.49 | 0.44 | 0.44
2030 | Renewable Energy | Heat storage solar | Average | O&M | % of inv. | 0.7 | 0.7 | 0.7 | 0.7 | 0.7 | 0.7 | 0.7 | 0.7 | 0.7 | 0.7 | 0.7 | 0.7 | 0.7 | 0.7 | 0.7 | 0.7 | 0.7 | 0.7 | 0.7 | 0.7 | 0.7 | 0.7 | 0.7 | 0.7 | 0.7 | 0.7 | 0.7 | 0.7 | 0.7
2030 | Renewable Energy | Heat storage solar | Average | Period | years | 20 | 20 | 20 | 20 | 20 | 20 | 20 | 20 | 20 | 20 | 20 | 20 | 20 | 20 | 20 | 20 | 20 | 20 | 20 | 20 | 20 | 20 | 20 | 20 | 20 | 20 | 20 | 20 | 20
2030 | Renewable Energy | Industrial excess heat | Average | Investment | M€/TWh/year | 28.44 | 30.47 | 20.54 | 21.78 | 23.07 | 22.06 | 30.4 | 22.21 | 28.71 | 29.01 | 29.13 | 23.25 | 21.56 | 27.57 | 26.4 | 21.36 | 21.31 | 27.39 | 22.73 | 28.26 | 21.61 | 22.3 | 20.77 | 22.21 | 23.57 | 25.28 | 30 | 25.95 | 26.1
2030 | Renewable Energy | Industrial excess heat | Average | O&M | % of inv. | 1 | 1 | 1 | 1 | 1 | 1 | 1 | 1 | 1 | 1 | 1 | 1 | 1 | 1 | 1 | 1 | 1 | 1 | 1 | 1 | 1 | 1 | 1 | 1 | 1 | 1 | 1 | 1 | 1
2030 | Renewable Energy | Industrial excess heat | Average | Period | years | 30 | 30 | 30 | 30 | 30 | 30 | 30 | 30 | 30 | 30 | 30 | 30 | 30 | 30 | 30 | 30 | 30 | 30 | 30 | 30 | 30 | 30 | 30 | 30 | 30 | 30 | 30 | 30 | 30
2030 | Liquid and Gas Fuels | Biogas plant | Basic configuration | Investment | M€/TWh/year | 169.85 | 176.43 | 144.32 | 148.34 | 152.51 | 149.22 | 176.19 | 149.7 | 170.73 | 171.69 | 172.1 | 153.07 | 147.61 | 167.04 | 163.27 | 146.97 | 146.81 | 166.48 | 151.39 | 169.29 | 147.77 | 150.02 | 145.05 | 149.7 | 154.12 | 159.65 | 174.91 | 161.82 | 162.3
2030 | Liquid and Gas Fuels | Biogas plant | Basic configuration | O&M | % of inv. | 13 | 13 | 13 | 13 | 13 | 13 | 13 | 13 | 13 | 13 | 13 | 13 | 13 | 13 | 13 | 13 | 13 | 13 | 13 | 13 | 13 | 13 | 13 | 13 | 13 | 13 | 13 | 13 | 13
2030 | Liquid and Gas Fuels | Biogas plant | Basic configuration | Period | years | 20 | 20 | 20 | 20 | 20 | 20 | 20 | 20 | 20 | 20 | 20 | 20 | 20 | 20 | 20 | 20 | 20 | 20 | 20 | 20 | 20 | 20 | 20 | 20 | 20 | 20 | 20 | 20 | 20
2030 | Liquid and Gas Fuels | Gasification plant | Fixed bed | Investment | M€/MW-Syngas | 1.5 | 1.56 | 1.28 | 1.31 | 1.35 | 1.32 | 1.56 | 1.33 | 1.51 | 1.52 | 1.52 | 1.36 | 1.31 | 1.48 | 1.45 | 1.3 | 1.3 | 1.47 | 1.34 | 1.5 | 1.31 | 1.33 | 1.28 | 1.33 | 1.36 | 1.41 | 1.55 | 1.43 | 1.44
2030 | Liquid and Gas Fuels | Gasification plant | Fixed bed | O&M | % of inv. | 2.3 | 2.3 | 2.3 | 2.3 | 2.3 | 2.3 | 2.3 | 2.3 | 2.3 | 2.3 | 2.3 | 2.3 | 2.3 | 2.3 | 2.3 | 2.3 | 2.3 | 2.3 | 2.3 | 2.3 | 2.3 | 2.3 | 2.3 | 2.3 | 2.3 | 2.3 | 2.3 | 2.3 | 2.3
2030 | Liquid and Gas Fuels | Gasification plant | Fixed bed | Period | years | 20 | 20 | 20 | 20 | 20 | 20 | 20 | 20 | 20 | 20 | 20 | 20 | 20 | 20 | 20 | 20 | 20 | 20 | 20 | 20 | 20 | 20 | 20 | 20 | 20 | 20 | 20 | 20 | 20
2030 | Liquid and Gas Fuels | Biogas upgrade | CO2 removal - purification | Investment | M€/MW-CH4 | 0.26 | 0.27 | 0.22 | 0.23 | 0.23 | 0.23 | 0.27 | 0.23 | 0.26 | 0.26 | 0.26 | 0.23 | 0.23 | 0.26 | 0.25 | 0.23 | 0.22 | 0.26 | 0.23 | 0.26 | 0.23 | 0.23 | 0.22 | 0.23 | 0.24 | 0.24 | 0.27 | 0.25 | 0.25
2030 | Liquid and Gas Fuels | Biogas upgrade | CO2 removal - purification | O&M | % of inv. | 2.5 | 2.5 | 2.5 | 2.5 | 2.5 | 2.5 | 2.5 | 2.5 | 2.5 | 2.5 | 2.5 | 2.5 | 2.5 | 2.5 | 2.5 | 2.5 | 2.5 | 2.5 | 2.5 | 2.5 | 2.5 | 2.5 | 2.5 | 2.5 | 2.5 | 2.5 | 2.5 | 2.5 | 2.5
2030 | Liquid and Gas Fuels | Biogas upgrade | CO2 removal - purification | Period | years | 15 | 15 | 15 | 15 | 15 | 15 | 15 | 15 | 15 | 15 | 15 | 15 | 15 | 15 | 15 | 15 | 15 | 15 | 15 | 15 | 15 | 15 | 15 | 15 | 15 | 15 | 15 | 15 | 15
2030 | Liquid and Gas Fuels | Gasification upgrade | CO2 removal - purification | Investment | M€/MW-CH4 | 0.77 | 0.8 | 0.66 | 0.67 | 0.69 | 0.68 | 0.8 | 0.68 | 0.78 | 0.78 | 0.78 | 0.7 | 0.67 | 0.76 | 0.74 | 0.67 | 0.67 | 0.76 | 0.69 | 0.77 | 0.67 | 0.68 | 0.66 | 0.68 | 0.7 | 0.72 | 0.79 | 0.73 | 0.74
2030 | Liquid and Gas Fuels | Gasification upgrade | CO2 removal - purification | O&M | % of inv. | 1.4 | 1.4 | 1.4 | 1.4 | 1.4 | 1.4 | 1.4 | 1.4 | 1.4 | 1.4 | 1.4 | 1.4 | 1.4 | 1.4 | 1.4 | 1.4 | 1.4 | 1.4 | 1.4 | 1.4 | 1.4 | 1.4 | 1.4 | 1.4 | 1.4 | 1.4 | 1.4 | 1.4 | 1.4
2030 | Liquid and Gas Fuels | Gasification upgrade | CO2 removal - purification | Period | years | 20 | 20 | 20 | 20 | 20 | 20 | 20 | 20 | 20 | 20 | 20 | 20 | 20 | 20 | 20 | 20 | 20 | 20 | 20 | 20 | 20 | 20 | 20 | 20 | 20 | 20 | 20 | 20 | 20
2030 | Liquid and Gas Fuels | Biodiesel Plant | 2nd generation | Investment | M€/MW-Bio | 2.92 | 3.03 | 2.48 | 2.55 | 2.62 | 2.56 | 3.03 | 2.57 | 2.93 | 2.95 | 2.96 | 2.63 | 2.54 | 2.87 | 2.8 | 2.52 | 2.52 | 2.86 | 2.6 | 2.91 | 2.54 | 2.58 | 2.49 | 2.57 | 2.65 | 2.74 | 3 | 2.78 | 2.79
2030 | Liquid and Gas Fuels | Biodiesel Plant | 2nd generation | O&M | % of inv. | 4.52 | 4.52 | 4.52 | 4.52 | 4.52 | 4.52 | 4.52 | 4.52 | 4.52 | 4.52 | 4.52 | 4.52 | 4.52 | 4.52 | 4.52 | 4.52 | 4.52 | 4.52 | 4.52 | 4.52 | 4.52 | 4.52 | 4.52 | 4.52 | 4.52 | 4.52 | 4.52 | 4.52 | 4.52
2030 | Liquid and Gas Fuels | Biodiesel Plant | 2nd generation | Period | years | 20 | 20 | 20 | 20 | 20 | 20 | 20 | 20 | 20 | 20 | 20 | 20 | 20 | 20 | 20 | 20 | 20 | 20 | 20 | 20 | 20 | 20 | 20 | 20 | 20 | 20 | 20 | 20 | 20
2030 | Liquid and Gas Fuels | Biopetrol Plant | Bioethanol | Investment | M€/MW-Bio | 1.78 | 1.85 | 1.52 | 1.56 | 1.6 | 1.57 | 1.85 | 1.57 | 1.79 | 1.8 | 1.81 | 1.61 | 1.55 | 1.75 | 1.71 | 1.54 | 1.54 | 1.75 | 1.59 | 1.78 | 1.55 | 1.57 | 1.52 | 1.57 | 1.62 | 1.68 | 1.84 | 1.7 | 1.7
2030 | Liquid and Gas Fuels | Biopetrol Plant | Bioethanol | O&M | % of inv. | 11.52 | 11.52 | 11.52 | 11.52 | 11.52 | 11.52 | 11.52 | 11.52 | 11.52 | 11.52 | 11.52 | 11.52 | 11.52 | 11.52 | 11.52 | 11.52 | 11.52 | 11.52 | 11.52 | 11.52 | 11.52 | 11.52 | 11.52 | 11.52 | 11.52 | 11.52 | 11.52 | 11.52 | 11.52
2030 | Liquid and Gas Fuels | Biopetrol Plant | Bioethanol | Period | years | 20 | 20 | 20 | 20 | 20 | 20 | 20 | 20 | 20 | 20 | 20 | 20 | 20 | 20 | 20 | 20 | 20 | 20 | 20 | 20 | 20 | 20 | 20 | 20 | 20 | 20 | 20 | 20 | 20
2030 | Liquid and Gas Fuels | Biojetpetrol Plant | Kerosene | Investment | M€/MW-Bio | 2.94 | 3.06 | 2.5 | 2.57 | 2.64 | 2.59 | 3.05 | 2.59 | 2.96 | 2.98 | 2.98 | 2.65 | 2.56 | 2.89 | 2.83 | 2.55 | 2.54 | 2.89 | 2.62 | 2.93 | 2.56 | 2.6 | 2.51 | 2.59 | 2.67 | 2.77 | 3.03 | 2.8 | 2.81
2030 | Liquid and Gas Fuels | Biojetpetrol Plant | Kerosene | O&M | % of inv. | 4.3 | 4.3 | 4.3 | 4.3 | 4.3 | 4.3 | 4.3 | 4.3 | 4.3 | 4.3 | 4.3 | 4.3 | 4.3 | 4.3 | 4.3 | 4.3 | 4.3 | 4.3 | 4.3 | 4.3 | 4.3 | 4.3 | 4.3 | 4.3 | 4.3 | 4.3 | 4.3 | 4.3 | 4.3
2030 | Liquid and Gas Fuels | Biojetpetrol Plant | Kerosene | Period | years | 20 | 20 | 20 | 20 | 20 | 20 | 20 | 20 | 20 | 20 | 20 | 20 | 20 | 20 | 20 | 20 | 20 | 20 | 20 | 20 | 20 | 20 | 20 | 20 | 20 | 20 | 20 | 20 | 20
2030 | Liquid and Gas Fuels | Synthetic Gas Plant | Catalytical Methanation (with added hydrogen) | Investment | M€/MWe-Fuel | 0.29 | 0.3 | 0.25 | 0.25 | 0.26 | 0.25 | 0.3 | 0.25 | 0.29 | 0.29 | 0.29 | 0.26 | 0.25 | 0.28 | 0.28 | 0.25 | 0.25 | 0.28 | 0.26 | 0.29 | 0.25 | 0.26 | 0.25 | 0.25 | 0.26 | 0.27 | 0.3 | 0.28 | 0.28
2030 | Liquid and Gas Fuels | Synthetic Gas Plant | Catalytical Methanation (with added hydrogen) | O&M | % of inv. | 4 | 4 | 4 | 4 | 4 | 4 | 4 | 4 | 4 | 4 | 4 | 4 | 4 | 4 | 4 | 4 | 4 | 4 | 4 | 4 | 4 | 4 | 4 | 4 | 4 | 4 | 4 | 4 | 4
2030 | Liquid and Gas Fuels | Synthetic Gas Plant | Catalytical Methanation (with added hydrogen) | Period | years | 25 | 25 | 25 | 25 | 25 | 25 | 25 | 25 | 25 | 25 | 25 | 25 | 25 | 25 | 25 | 25 | 25 | 25 | 25 | 25 | 25 | 25 | 25 | 25 | 25 | 25 | 25 | 25 | 25
2030 | Liquid and Gas Fuels | Chemical Synthesis | Average | Investment | M€/MWe-Fuel | 0.48 | 0.5 | 0.41 | 0.42 | 0.43 | 0.42 | 0.5 | 0.42 | 0.48 | 0.49 | 0.49 | 0.43 | 0.42 | 0.47 | 0.46 | 0.42 | 0.42 | 0.47 | 0.43 | 0.48 | 0.42 | 0.43 | 0.41 | 0.42 | 0.44 | 0.45 | 0.5 | 0.46 | 0.46
2030 | Liquid and Gas Fuels | Chemical Synthesis | Average | O&M | % of inv. | 4 | 4 | 4 | 4 | 4 | 4 | 4 | 4 | 4 | 4 | 4 | 4 | 4 | 4 | 4 | 4 | 4 | 4 | 4 | 4 | 4 | 4 | 4 | 4 | 4 | 4 | 4 | 4 | 4
2030 | Liquid and Gas Fuels | Chemical Synthesis | Average | Period | years | 25 | 25 | 25 | 25 | 25 | 25 | 25 | 25 | 25 | 25 | 25 | 25 | 25 | 25 | 25 | 25 | 25 | 25 | 25 | 25 | 25 | 25 | 25 | 25 | 25 | 25 | 25 | 25 | 25
2030 | Liquid and Gas Fuels | Electrolyser | Alkaline | Investment | M€/MWe | 0.53 | 0.55 | 0.45 | 0.46 | 0.48 | 0.47 | 0.55 | 0.47 | 0.53 | 0.54 | 0.54 | 0.48 | 0.46 | 0.52 | 0.51 | 0.46 | 0.46 | 0.52 | 0.47 | 0.53 | 0.46 | 0.47 | 0.45 | 0.47 | 0.48 | 0.5 | 0.55 | 0.51 | 0.51
2030 | Liquid and Gas Fuels | Electrolyser | Alkaline | O&M | % of inv. | 5 | 5 | 5 | 5 | 5 | 5 | 5 | 5 | 5 | 5 | 5 | 5 | 5 | 5 | 5 | 5 | 5 | 5 | 5 | 5 | 5 | 5 | 5 | 5 | 5 | 5 | 5 | 5 | 5
2030 | Liquid and Gas Fuels | Electrolyser | Alkaline | Period | years | 25 | 25 | 25 | 25 | 25 | 25 | 25 | 25 | 25 | 25 | 25 | 25 | 25 | 25 | 25 | 25 | 25 | 25 | 25 | 25 | 25 | 25 | 25 | 25 | 25 | 25 | 25 | 25 | 25
2030 | Liquid and Gas Fuels | Electrolyser | PEM | Investment | M€/MWe | 0.58 | 0.6 | 0.49 | 0.51 | 0.52 | 0.51 | 0.6 | 0.51 | 0.58 | 0.58 | 0.59 | 0.52 | 0.5 | 0.57 | 0.56 | 0.5 | 0.5 | 0.57 | 0.52 | 0.58 | 0.5 | 0.51 | 0.49 | 0.51 | 0.52 | 0.54 | 0.6 | 0.55 | 0.55
2030 | Liquid and Gas Fuels | Electrolyser | PEM | O&M | % of inv. | 5 | 5 | 5 | 5 | 5 | 5 | 5 | 5 | 5 | 5 | 5 | 5 | 5 | 5 | 5 | 5 | 5 | 5 | 5 | 5 | 5 | 5 | 5 | 5 | 5 | 5 | 5 | 5 | 5
2030 | Liquid and Gas Fuels | Electrolyser | PEM | Period | years | 15 | 15 | 15 | 15 | 15 | 15 | 15 | 15 | 15 | 15 | 15 | 15 | 15 | 15 | 15 | 15 | 15 | 15 | 15 | 15 | 15 | 15 | 15 | 15 | 15 | 15 | 15 | 15 | 15
2030 | Liquid and Gas Fuels | Electrolyser | SOEC | Investment | M€/MW input (85% elec.+15% heat) | 0.58 | 0.6 | 0.49 | 0.51 | 0.52 | 0.51 | 0.6 | 0.51 | 0.58 | 0.58 | 0.59 | 0.52 | 0.5 | 0.57 | 0.56 | 0.5 | 0.5 | 0.57 | 0.52 | 0.58 | 0.5 | 0.51 | 0.49 | 0.51 | 0.52 | 0.54 | 0.6 | 0.55 | 0.55
2030 | Liquid and Gas Fuels | Electrolyser | SOEC | O&M | % of inv. | 3 | 3 | 3 | 3 | 3 | 3 | 3 | 3 | 3 | 3 | 3 | 3 | 3 | 3 | 3 | 3 | 3 | 3 | 3 | 3 | 3 | 3 | 3 | 3 | 3 | 3 | 3 | 3 | 3
2030 | Liquid and Gas Fuels | Electrolyser | SOEC | Period | years | 20 | 20 | 20 | 20 | 20 | 20 | 20 | 20 | 20 | 20 | 20 | 20 | 20 | 20 | 20 | 20 | 20 | 20 | 20 | 20 | 20 | 20 | 20 | 20 | 20 | 20 | 20 | 20 | 20
2030 | Liquid and Gas Fuels | Hydrogen storage | Hydrogen steel tanks | Investment | M€/GWh | 7.33 | 7.61 | 6.23 | 6.4 | 6.58 | 6.44 | 7.6 | 6.46 | 7.36 | 7.41 | 7.42 | 6.6 | 6.37 | 7.21 | 7.04 | 6.34 | 6.33 | 7.18 | 6.53 | 7.3 | 6.37 | 6.47 | 6.26 | 6.46 | 6.65 | 6.89 | 7.54 | 6.98 | 7
2030 | Liquid and Gas Fuels | Hydrogen storage | Hydrogen steel tanks | O&M | % of inv. | 2.5 | 2.5 | 2.5 | 2.5 | 2.5 | 2.5 | 2.5 | 2.5 | 2.5 | 2.5 | 2.5 | 2.5 | 2.5 | 2.5 | 2.5 | 2.5 | 2.5 | 2.5 | 2.5 | 2.5 | 2.5 | 2.5 | 2.5 | 2.5 | 2.5 | 2.5 | 2.5 | 2.5 | 2.5
2030 | Liquid and Gas Fuels | Hydrogen storage | Hydrogen steel tanks | Period | years | 25 | 25 | 25 | 25 | 25 | 25 | 25 | 25 | 25 | 25 | 25 | 25 | 25 | 25 | 25 | 25 | 25 | 25 | 25 | 25 | 25 | 25 | 25 | 25 | 25 | 25 | 25 | 25 | 25
2030 | Liquid and Gas Fuels | CO2 hydrogenation | Catalytical Methanation (with added hydrogen) | Investment | M€/MWe-Fuel | 0.29 | 0.3 | 0.25 | 0.25 | 0.26 | 0.25 | 0.3 | 0.25 | 0.29 | 0.29 | 0.29 | 0.26 | 0.25 | 0.28 | 0.28 | 0.25 | 0.25 | 0.28 | 0.26 | 0.29 | 0.25 | 0.26 | 0.25 | 0.25 | 0.26 | 0.27 | 0.3 | 0.28 | 0.28
2030 | Liquid and Gas Fuels | CO2 hydrogenation | Catalytical Methanation (with added hydrogen) | O&M | % of inv. | 4 | 4 | 4 | 4 | 4 | 4 | 4 | 4 | 4 | 4 | 4 | 4 | 4 | 4 | 4 | 4 | 4 | 4 | 4 | 4 | 4 | 4 | 4 | 4 | 4 | 4 | 4 | 4 | 4
2030 | Liquid and Gas Fuels | CO2 hydrogenation | Catalytical Methanation (with added hydrogen) | Period | years | 25 | 25 | 25 | 25 | 25 | 25 | 25 | 25 | 25 | 25 | 25 | 25 | 25 | 25 | 25 | 25 | 25 | 25 | 25 | 25 | 25 | 25 | 25 | 25 | 25 | 25 | 25 | 25 | 25
2030 | Liquid and Gas Fuels | Gas storage | Average | O&M | % of inv. | 1 | 1 | 1 | 1 | 1 | 1 | 1 | 1 | 1 | 1 | 1 | 1 | 1 | 1 | 1 | 1 | 1 | 1 | 1 | 1 | 1 | 1 | 1 | 1 | 1 | 1 | 1 | 1 | 1
2030 | Liquid and Gas Fuels | Gas storage | Average | Period | years | 50 | 50 | 50 | 50 | 50 | 50 | 50 | 50 | 50 | 50 | 50 | 50 | 50 | 50 | 50 | 50 | 50 | 50 | 50 | 50 | 50 | 50 | 50 | 50 | 50 | 50 | 50 | 50 | 50
2030 | Liquid and Gas Fuels | Oil storage | Average | Investment | M€/GWh | 0.02 | 0.02 | 0.02 | 0.02 | 0.02 | 0.02 | 0.02 | 0.02 | 0.02 | 0.02 | 0.02 | 0.02 | 0.02 | 0.02 | 0.02 | 0.02 | 0.02 | 0.02 | 0.02 | 0.02 | 0.02 | 0.02 | 0.02 | 0.02 | 0.02 | 0.02 | 0.02 | 0.02 | 0.02
2030 | Liquid and Gas Fuels | Oil storage | Average | O&M | % of inv. | 0.63 | 0.63 | 0.63 | 0.63 | 0.63 | 0.63 | 0.63 | 0.63 | 0.63 | 0.63 | 0.63 | 0.63 | 0.63 | 0.63 | 0.63 | 0.63 | 0.63 | 0.63 | 0.63 | 0.63 | 0.63 | 0.63 | 0.63 | 0.63 | 0.63 | 0.63 | 0.63 | 0.63 | 0.63
2030 | Liquid and Gas Fuels | Oil storage | Average | Period | years | 50 | 50 | 50 | 50 | 50 | 50 | 50 | 50 | 50 | 50 | 50 | 50 | 50 | 50 | 50 | 50 | 50 | 50 | 50 | 50 | 50 | 50 | 50 | 50 | 50 | 50 | 50 | 50 | 50
2030 | Liquid and Gas Fuels | Methanol storage | Average | Investment | M€/GWh | 0.05 | 0.05 | 0.04 | 0.04 | 0.05 | 0.04 | 0.05 | 0.04 | 0.05 | 0.05 | 0.05 | 0.05 | 0.04 | 0.05 | 0.05 | 0.04 | 0.04 | 0.05 | 0.04 | 0.05 | 0.04 | 0.04 | 0.04 | 0.04 | 0.05 | 0.05 | 0.05 | 0.05 | 0.05
2030 | Liquid and Gas Fuels | Methanol storage | Average | O&M | % of inv. | 0.63 | 0.63 | 0.63 | 0.63 | 0.63 | 0.63 | 0.63 | 0.63 | 0.63 | 0.63 | 0.63 | 0.63 | 0.63 | 0.63 | 0.63 | 0.63 | 0.63 | 0.63 | 0.63 | 0.63 | 0.63 | 0.63 | 0.63 | 0.63 | 0.63 | 0.63 | 0.63 | 0.63 | 0.63
2030 | Liquid and Gas Fuels | Methanol storage | Average | Period | years | 50 | 50 | 50 | 50 | 50 | 50 | 50 | 50 | 50 | 50 | 50 | 50 | 50 | 50 | 50 | 50 | 50 | 50 | 50 | 50 | 50 | 50 | 50 | 50 | 50 | 50 | 50 | 50 | 50
2030 | Heat Infrastructure | Individual boilers | Biomass Boiler, automatic stocking, Existing SFH | Investment | M€/1000 Units | 6.27 | 6.51 | 5.32 | 5.47 | 5.63 | 5.51 | 6.5 | 5.52 | 6.3 | 6.33 | 6.35 | 5.65 | 5.45 | 6.16 | 6.02 | 5.42 | 5.42 | 6.14 | 5.58 | 6.25 | 5.45 | 5.53 | 5.35 | 5.52 | 5.69 | 5.89 | 6.45 | 5.97 | 5.99
2030 | Heat Infrastructure | Individual boilers | Biomass Boiler, automatic stocking, Existing SFH | O&M | % of inv. | 7.48 | 7.48 | 7.48 | 7.48 | 7.48 | 7.48 | 7.48 | 7.48 | 7.48 | 7.48 | 7.48 | 7.48 | 7.48 | 7.48 | 7.48 | 7.48 | 7.48 | 7.48 | 7.48 | 7.48 | 7.48 | 7.48 | 7.48 | 7.48 | 7.48 | 7.48 | 7.48 | 7.48 | 7.48
2030 | Heat Infrastructure | Individual boilers | Biomass Boiler, automatic stocking, Existing SFH | Period | years | 20 | 20 | 20 | 20 | 20 | 20 | 20 | 20 | 20 | 20 | 20 | 20 | 20 | 20 | 20 | 20 | 20 | 20 | 20 | 20 | 20 | 20 | 20 | 20 | 20 | 20 | 20 | 20 | 20
2030 | Heat Infrastructure | Individual boilers | Coal | Investment | M€/MW-th | 0.26 | 0.27 | 0.22 | 0.22 | 0.23 | 0.23 | 0.27 | 0.23 | 0.26 | 0.26 | 0.26 | 0.23 | 0.22 | 0.26 | 0.25 | 0.22 | 0.22 | 0.26 | 0.23 | 0.26 | 0.22 | 0.23 | 0.22 | 0.23 | 0.23 | 0.24 | 0.27 | 0.25 | 0.25
2030 | Heat Infrastructure | Individual boilers | Coal | O&M | % of inv. | 2 | 2 | 2 | 2 | 2 | 2 | 2 | 2 | 2 | 2 | 2 | 2 | 2 | 2 | 2 | 2 | 2 | 2 | 2 | 2 | 2 | 2 | 2 | 2 | 2 | 2 | 2 | 2 | 2
2030 | Heat Infrastructure | Individual boilers | Coal | Period | years | 20 | 20 | 20 | 20 | 20 | 20 | 20 | 20 | 20 | 20 | 20 | 20 | 20 | 20 | 20 | 20 | 20 | 20 | 20 | 20 | 20 | 20 | 20 | 20 | 20 | 20 | 20 | 20 | 20
2030 | Heat Infrastructure | Individual boilers | NGas Boiler, Existing Apartment | Investment | M€/1000 Units | 22.56 | 23.43 | 19.17 | 19.7 | 20.26 | 19.82 | 23.4 | 19.88 | 22.68 | 22.8 | 22.86 | 20.33 | 19.6 | 22.18 | 21.68 | 19.52 | 19.5 | 22.11 | 20.11 | 22.48 | 19.63 | 19.92 | 19.26 | 19.88 | 20.47 | 21.2 | 23.23 | 21.49 | 21.56
2030 | Heat Infrastructure | Individual boilers | NGas Boiler, Existing Apartment | O&M | % of inv. | 2.78 | 2.78 | 2.78 | 2.78 | 2.78 | 2.78 | 2.78 | 2.78 | 2.78 | 2.78 | 2.78 | 2.78 | 2.78 | 2.78 | 2.78 | 2.78 | 2.78 | 2.78 | 2.78 | 2.78 | 2.78 | 2.78 | 2.78 | 2.78 | 2.78 | 2.78 | 2.78 | 2.78 | 2.78
2030 | Heat Infrastructure | Individual boilers | NGas Boiler, Existing Apartment | Period | years | 25 | 25 | 25 | 25 | 25 | 25 | 25 | 25 | 25 | 25 | 25 | 25 | 25 | 25 | 25 | 25 | 25 | 25 | 25 | 25 | 25 | 25 | 25 | 25 | 25 | 25 | 25 | 25 | 25
2030 | Heat Infrastructure | Individual boilers | NGas Boiler, Existing SFH | Investment | M€/1000 Units | 2.89 | 3 | 2.46 | 2.53 | 2.6 | 2.54 | 3 | 2.55 | 2.91 | 2.92 | 2.93 | 2.61 | 2.51 | 2.84 | 2.78 | 2.5 | 2.5 | 2.83 | 2.58 | 2.88 | 2.52 | 2.55 | 2.47 | 2.55 | 2.62 | 2.72 | 2.98 | 2.76 | 2.76
2030 | Heat Infrastructure | Individual boilers | NGas Boiler, Existing SFH | O&M | % of inv. | 6.63 | 6.63 | 6.63 | 6.63 | 6.63 | 6.63 | 6.63 | 6.63 | 6.63 | 6.63 | 6.63 | 6.63 | 6.63 | 6.63 | 6.63 | 6.63 | 6.63 | 6.63 | 6.63 | 6.63 | 6.63 | 6.63 | 6.63 | 6.63 | 6.63 | 6.63 | 6.63 | 6.63 | 6.63
2030 | Heat Infrastructure | Individual boilers | NGas Boiler, Existing SFH | Period | years | 20 | 20 | 20 | 20 | 20 | 20 | 20 | 20 | 20 | 20 | 20 | 20 | 20 | 20 | 20 | 20 | 20 | 20 | 20 | 20 | 20 | 20 | 20 | 20 | 20 | 20 | 20 | 20 | 20
2030 | Heat Infrastructure | Individual boilers | NGas Boiler, New Apartment | Investment | M€/1000 Units | 16.1 | 16.72 | 13.68 | 14.06 | 14.46 | 14.14 | 16.7 | 14.19 | 16.18 | 16.27 | 16.31 | 14.51 | 13.99 | 15.83 | 15.48 | 13.93 | 13.92 | 15.78 | 14.35 | 16.05 | 14.01 | 14.22 | 13.75 | 14.19 | 14.61 | 15.13 | 16.58 | 15.34 | 15.38
2030 | Heat Infrastructure | Individual boilers | NGas Boiler, New Apartment | O&M | % of inv. | 2.54 | 2.54 | 2.54 | 2.54 | 2.54 | 2.54 | 2.54 | 2.54 | 2.54 | 2.54 | 2.54 | 2.54 | 2.54 | 2.54 | 2.54 | 2.54 | 2.54 | 2.54 | 2.54 | 2.54 | 2.54 | 2.54 | 2.54 | 2.54 | 2.54 | 2.54 | 2.54 | 2.54 | 2.54
2030 | Heat Infrastructure | Individual boilers | NGas Boiler, New Apartment | Period | years | 25 | 25 | 25 | 25 | 25 | 25 | 25 | 25 | 25 | 25 | 25 | 25 | 25 | 25 | 25 | 25 | 25 | 25 | 25 | 25 | 25 | 25 | 25 | 25 | 25 | 25 | 25 | 25 | 25
2030 | Heat Infrastructure | Individual boilers | NGas Boiler, New SFH | Investment | M€/1000 Units | 2.89 | 3 | 2.46 | 2.53 | 2.6 | 2.54 | 3 | 2.55 | 2.91 | 2.92 | 2.93 | 2.61 | 2.51 | 2.84 | 2.78 | 2.5 | 2.5 | 2.83 | 2.58 | 2.88 | 2.52 | 2.55 | 2.47 | 2.55 | 2.62 | 2.72 | 2.98 | 2.76 | 2.76
2030 | Heat Infrastructure | Individual boilers | NGas Boiler, New SFH | O&M | % of inv. | 6.63 | 6.63 | 6.63 | 6.63 | 6.63 | 6.63 | 6.63 | 6.63 | 6.63 | 6.63 | 6.63 | 6.63 | 6.63 | 6.63 | 6.63 | 6.63 | 6.63 | 6.63 | 6.63 | 6.63 | 6.63 | 6.63 | 6.63 | 6.63 | 6.63 | 6.63 | 6.63 | 6.63 | 6.63
2030 | Heat Infrastructure | Individual boilers | NGas Boiler, New SFH | Period | years | 20 | 20 | 20 | 20 | 20 | 20 | 20 | 20 | 20 | 20 | 20 | 20 | 20 | 20 | 20 | 20 | 20 | 20 | 20 | 20 | 20 | 20 | 20 | 20 | 20 | 20 | 20 | 20 | 20
2030 | Heat Infrastructure | Individual boilers | Oil Boiler, Existing Apartment | Investment | M€/1000 Units | 31.33 | 32.54 | 26.62 | 27.36 | 28.13 | 27.53 | 32.5 | 27.61 | 31.49 | 31.67 | 31.74 | 28.24 | 27.23 | 30.81 | 30.12 | 27.11 | 27.08 | 30.71 | 27.92 | 31.23 | 27.26 | 27.67 | 26.76 | 27.61 | 28.43 | 29.45 | 32.26 | 29.85 | 29.94
2030 | Heat Infrastructure | Individual boilers | Oil Boiler, Existing Apartment | O&M | % of inv. | 2.57 | 2.57 | 2.57 | 2.57 | 2.57 | 2.57 | 2.57 | 2.57 | 2.57 | 2.57 | 2.57 | 2.57 | 2.57 | 2.57 | 2.57 | 2.57 | 2.57 | 2.57 | 2.57 | 2.57 | 2.57 | 2.57 | 2.57 | 2.57 | 2.57 | 2.57 | 2.57 | 2.57 | 2.57
2030 | Heat Infrastructure | Individual boilers | Oil Boiler, Existing Apartment | Period | years | 20 | 20 | 20 | 20 | 20 | 20 | 20 | 20 | 20 | 20 | 20 | 20 | 20 | 20 | 20 | 20 | 20 | 20 | 20 | 20 | 20 | 20 | 20 | 20 | 20 | 20 | 20 | 20 | 20
2030 | Heat Infrastructure | Individual boilers | Oil Boiler, Existing SFH | Investment | M€/1000 Units | 5.4 | 5.61 | 4.59 | 4.71 | 4.85 | 4.74 | 5.6 | 4.76 | 5.43 | 5.46 | 5.47 | 4.87 | 4.69 | 5.31 | 5.19 | 4.67 | 4.67 | 5.29 | 4.81 | 5.38 | 4.7 | 4.77 | 4.61 | 4.76 | 4.9 | 5.07 | 5.56 | 5.14 | 5.16
2030 | Heat Infrastructure | Individual boilers | Oil Boiler, Existing SFH | O&M | % of inv. | 4.21 | 4.21 | 4.21 | 4.21 | 4.21 | 4.21 | 4.21 | 4.21 | 4.21 | 4.21 | 4.21 | 4.21 | 4.21 | 4.21 | 4.21 | 4.21 | 4.21 | 4.21 | 4.21 | 4.21 | 4.21 | 4.21 | 4.21 | 4.21 | 4.21 | 4.21 | 4.21 | 4.21 | 4.21
2030 | Heat Infrastructure | Individual boilers | Oil Boiler, Existing SFH | Period | years | 20 | 20 | 20 | 20 | 20 | 20 | 20 | 20 | 20 | 20 | 20 | 20 | 20 | 20 | 20 | 20 | 20 | 20 | 20 | 20 | 20 | 20 | 20 | 20 | 20 | 20 | 20 | 20 | 20
2030 | Heat Infrastructure | Individual boilers | Oil Boiler, New Apartment | Investment | M€/1000 Units | 25.06 | 26.04 | 21.3 | 21.89 | 22.51 | 22.02 | 26 | 22.09 | 25.19 | 25.34 | 25.4 | 22.59 | 21.78 | 24.65 | 24.09 | 21.69 | 21.66 | 24.57 | 22.34 | 24.98 | 21.81 | 22.14 | 21.4 | 22.09 | 22.74 | 23.56 | 25.81 | 23.88 | 23.95
2030 | Heat Infrastructure | Individual boilers | Oil Boiler, New Apartment | O&M | % of inv. | 1.83 | 1.83 | 1.83 | 1.83 | 1.83 | 1.83 | 1.83 | 1.83 | 1.83 | 1.83 | 1.83 | 1.83 | 1.83 | 1.83 | 1.83 | 1.83 | 1.83 | 1.83 | 1.83 | 1.83 | 1.83 | 1.83 | 1.83 | 1.83 | 1.83 | 1.83 | 1.83 | 1.83 | 1.83
2030 | Heat Infrastructure | Individual boilers | Oil Boiler, New Apartment | Period | years | 20 | 20 | 20 | 20 | 20 | 20 | 20 | 20 | 20 | 20 | 20 | 20 | 20 | 20 | 20 | 20 | 20 | 20 | 20 | 20 | 20 | 20 | 20 | 20 | 20 | 20 | 20 | 20 | 20
2030 | Heat Infrastructure | Individual boilers | Oil Boiler, New SFH | Investment | M€/1000 Units | 8.97 | 9.31 | 7.62 | 7.83 | 8.05 | 7.88 | 9.3 | 7.9 | 9.01 | 9.06 | 9.08 | 8.08 | 7.79 | 8.82 | 8.62 | 7.76 | 7.75 | 8.79 | 7.99 | 8.94 | 7.8 | 7.92 | 7.66 | 7.9 | 8.13 | 8.43 | 9.23 | 8.54 | 8.57
2030 | Heat Infrastructure | Individual boilers | Oil Boiler, New SFH | O&M | % of inv. | 2.49 | 2.49 | 2.49 | 2.49 | 2.49 | 2.49 | 2.49 | 2.49 | 2.49 | 2.49 | 2.49 | 2.49 | 2.49 | 2.49 | 2.49 | 2.49 | 2.49 | 2.49 | 2.49 | 2.49 | 2.49 | 2.49 | 2.49 | 2.49 | 2.49 | 2.49 | 2.49 | 2.49 | 2.49
2030 | Heat Infrastructure | Individual boilers | Oil Boiler, New SFH | Period | years | 20 | 20 | 20 | 20 | 20 | 20 | 20 | 20 | 20 | 20 | 20 | 20 | 20 | 20 | 20 | 20 | 20 | 20 | 20 | 20 | 20 | 20 | 20 | 20 | 20 | 20 | 20 | 20 | 20
2030 | Heat Infrastructure | Individual CHP | Hydrogen, LT PEMFC micro CHP | Investment | M€/1000 Units | 7.93 | 8 | 7.64 | 7.68 | 7.73 | 7.69 | 8 | 7.7 | 7.94 | 7.95 | 7.95 | 7.74 | 7.68 | 7.9 | 7.85 | 7.67 | 7.67 | 7.89 | 7.72 | 7.92 | 7.68 | 7.7 | 7.65 | 7.7 | 7.75 | 7.81 | 7.99 | 7.84 | 7.84
2030 | Heat Infrastructure | Individual CHP | Hydrogen, LT PEMFC micro CHP | O&M | % of inv. | 6.25 | 6.25 | 6.25 | 6.25 | 6.25 | 6.25 | 6.25 | 6.25 | 6.25 | 6.25 | 6.25 | 6.25 | 6.25 | 6.25 | 6.25 | 6.25 | 6.25 | 6.25 | 6.25 | 6.25 | 6.25 | 6.25 | 6.25 | 6.25 | 6.25 | 6.25 | 6.25 | 6.25 | 6.25
2030 | Heat Infrastructure | Individual CHP | Hydrogen, LT PEMFC micro CHP | Period | years | 20 | 20 | 20 | 20 | 20 | 20 | 20 | 20 | 20 | 20 | 20 | 20 | 20 | 20 | 20 | 20 | 20 | 20 | 20 | 20 | 20 | 20 | 20 | 20 | 20 | 20 | 20 | 20 | 20
2030 | Heat Infrastructure | Individual CHP | Ngas Micro CHP | Investment | M€/1000 Units | 2.58 | 2.6 | 2.48 | 2.5 | 2.51 | 2.5 | 2.6 | 2.5 | 2.58 | 2.58 | 2.58 | 2.51 | 2.49 | 2.57 | 2.55 | 2.49 | 2.49 | 2.56 | 2.51 | 2.57 | 2.5 | 2.5 | 2.49 | 2.5 | 2.52 | 2.54 | 2.6 | 2.55 | 2.55
2030 | Heat Infrastructure | Individual CHP | Ngas Micro CHP | Period | years | 10 | 10 | 10 | 10 | 10 | 10 | 10 | 10 | 10 | 10 | 10 | 10 | 10 | 10 | 10 | 10 | 10 | 10 | 10 | 10 | 10 | 10 | 10 | 10 | 10 | 10 | 10 | 10 | 10
2030 | Heat Infrastructure | Individual CHP | Ngas/Biogas, SOFC micro CHP | Investment | M€/1000 Units | 15.86 | 16.01 | 15.28 | 15.37 | 15.46 | 15.39 | 16 | 15.4 | 15.88 | 15.9 | 15.91 | 15.48 | 15.35 | 15.79 | 15.71 | 15.34 | 15.33 | 15.78 | 15.44 | 15.84 | 15.35 | 15.41 | 15.29 | 15.4 | 15.5 | 15.62 | 15.97 | 15.67 | 15.68
2030 | Heat Infrastructure | Individual CHP | Ngas/Biogas, SOFC micro CHP | O&M | % of inv. | 5 | 5 | 5 | 5 | 5 | 5 | 5 | 5 | 5 | 5 | 5 | 5 | 5 | 5 | 5 | 5 | 5 | 5 | 5 | 5 | 5 | 5 | 5 | 5 | 5 | 5 | 5 | 5 | 5
2030 | Heat Infrastructure | Individual CHP | Ngas/Biogas, SOFC micro CHP | Period | years | 20 | 20 | 20 | 20 | 20 | 20 | 20 | 20 | 20 | 20 | 20 | 20 | 20 | 20 | 20 | 20 | 20 | 20 | 20 | 20 | 20 | 20 | 20 | 20 | 20 | 20 | 20 | 20 | 20
2030 | Heat Infrastructure | Individual CHP | Ngas/Methane, LT PEMFC micro CHP | Investment | M€/1000 Units | 8.92 | 9 | 8.59 | 8.64 | 8.7 | 8.66 | 9 | 8.66 | 8.93 | 8.94 | 8.95 | 8.7 | 8.64 | 8.88 | 8.83 | 8.63 | 8.62 | 8.88 | 8.68 | 8.91 | 8.64 | 8.67 | 8.6 | 8.66 | 8.72 | 8.79 | 8.98 | 8.82 | 8.82
2030 | Heat Infrastructure | Individual CHP | Ngas/Methane, LT PEMFC micro CHP | O&M | % of inv. | 6.11 | 6.11 | 6.11 | 6.11 | 6.11 | 6.11 | 6.11 | 6.11 | 6.11 | 6.11 | 6.11 | 6.11 | 6.11 | 6.11 | 6.11 | 6.11 | 6.11 | 6.11 | 6.11 | 6.11 | 6.11 | 6.11 | 6.11 | 6.11 | 6.11 | 6.11 | 6.11 | 6.11 | 6.11
2030 | Heat Infrastructure | Individual CHP | Ngas/Methane, LT PEMFC micro CHP | Period | years | 20 | 20 | 20 | 20 | 20 | 20 | 20 | 20 | 20 | 20 | 20 | 20 | 20 | 20 | 20 | 20 | 20 | 20 | 20 | 20 | 20 | 20 | 20 | 20 | 20 | 20 | 20 | 20 | 20
2030 | Heat Infrastructure | Individual Heat Pumps | Air-to-air HP, Existing SFH | Investment | M€/1000 s | 1.83 | 1.9 | 1.56 | 1.6 | 1.64 | 1.61 | 1.9 | 1.61 | 1.84 | 1.85 | 1.86 | 1.65 | 1.59 | 1.8 | 1.76 | 1.58 | 1.58 | 1.8 | 1.63 | 1.83 | 1.59 | 1.62 | 1.56 | 1.61 | 1.66 | 1.72 | 1.89 | 1.75 | 1.75
2030 | Heat Infrastructure | Individual Heat Pumps | Air-to-air HP, Existing SFH | O&M | % of inv. | 9.31 | 9.31 | 9.31 | 9.31 | 9.31 | 9.31 | 9.31 | 9.31 | 9.31 | 9.31 | 9.31 | 9.31 | 9.31 | 9.31 | 9.31 | 9.31 | 9.31 | 9.31 | 9.31 | 9.31 | 9.31 | 9.31 | 9.31 | 9.31 | 9.31 | 9.31 | 9.31 | 9.31 | 9.31
2030 | Heat Infrastructure | Individual Heat Pumps | Air-to-air HP, Existing SFH | Period | years | 10 | 10 | 10 | 10 | 10 | 10 | 10 | 10 | 10 | 10 | 10 | 10 | 10 | 10 | 10 | 10 | 10 | 10 | 10 | 10 | 10 | 10 | 10 | 10 | 10 | 10 | 10 | 10 | 10
2030 | Heat Infrastructure | Individual Heat Pumps | Air-to-air HP, New SFH | Investment | M€/1000 s | 1.74 | 1.8 | 1.47 | 1.52 | 1.56 | 1.52 | 1.8 | 1.53 | 1.74 | 1.75 | 1.76 | 1.56 | 1.51 | 1.71 | 1.67 | 1.5 | 1.5 | 1.7 | 1.55 | 1.73 | 1.51 | 1.53 | 1.48 | 1.53 | 1.57 | 1.63 | 1.79 | 1.65 | 1.66
2030 | Heat Infrastructure | Individual Heat Pumps | Air-to-air HP, New SFH | O&M | % of inv. | 9.83 | 9.83 | 9.83 | 9.83 | 9.83 | 9.83 | 9.83 | 9.83 | 9.83 | 9.83 | 9.83 | 9.83 | 9.83 | 9.83 | 9.83 | 9.83 | 9.83 | 9.83 | 9.83 | 9.83 | 9.83 | 9.83 | 9.83 | 9.83 | 9.83 | 9.83 | 9.83 | 9.83 | 9.83
2030 | Heat Infrastructure | Individual Heat Pumps | Air-to-air HP, New SFH | Period | years | 10 | 10 | 10 | 10 | 10 | 10 | 10 | 10 | 10 | 10 | 10 | 10 | 10 | 10 | 10 | 10 | 10 | 10 | 10 | 10 | 10 | 10 | 10 | 10 | 10 | 10 | 10 | 10 | 10
2030 | Heat Infrastructure | Individual Heat Pumps | Air-to-water HP, Existing MFH | Investment | M€/1000 s | 122.43 | 127.17 | 104.03 | 106.92 | 109.93 | 107.56 | 127 | 107.91 | 123.07 | 123.76 | 124.05 | 110.34 | 106.4 | 120.4 | 117.68 | 105.94 | 105.82 | 120 | 109.12 | 122.02 | 106.52 | 108.14 | 104.55 | 107.91 | 111.09 | 115.08 | 126.07 | 116.64 | 116.99
2030 | Heat Infrastructure | Individual Heat Pumps | Air-to-water HP, Existing MFH | O&M | % of inv. | 0.67 | 0.67 | 0.67 | 0.67 | 0.67 | 0.67 | 0.67 | 0.67 | 0.67 | 0.67 | 0.67 | 0.67 | 0.67 | 0.67 | 0.67 | 0.67 | 0.67 | 0.67 | 0.67 | 0.67 | 0.67 | 0.67 | 0.67 | 0.67 | 0.67 | 0.67 | 0.67 | 0.67 | 0.67
2030 | Heat Infrastructure | Individual Heat Pumps | Air-to-water HP, Existing MFH | Period | years | 20 | 20 | 20 | 20 | 20 | 20 | 20 | 20 | 20 | 20 | 20 | 20 | 20 | 20 | 20 | 20 | 20 | 20 | 20 | 20 | 20 | 20 | 20 | 20 | 20 | 20 | 20 | 20 | 20
2030 | Heat Infrastructure | Individual Heat Pumps | Air-to-water HP, Existing SFH | Investment | M€/1000 s | 8.19 | 8.51 | 6.96 | 7.16 | 7.36 | 7.2 | 8.5 | 7.22 | 8.24 | 8.28 | 8.3 | 7.38 | 7.12 | 8.06 | 7.88 | 7.09 | 7.08 | 8.03 | 7.3 | 8.17 | 7.13 | 7.24 | 7 | 7.22 | 7.44 | 7.7 | 8.44 | 7.81 | 7.83
2030 | Heat Infrastructure | Individual Heat Pumps | Air-to-water HP, Existing SFH | O&M | % of inv. | 2.1 | 2.1 | 2.1 | 2.1 | 2.1 | 2.1 | 2.1 | 2.1 | 2.1 | 2.1 | 2.1 | 2.1 | 2.1 | 2.1 | 2.1 | 2.1 | 2.1 | 2.1 | 2.1 | 2.1 | 2.1 | 2.1 | 2.1 | 2.1 | 2.1 | 2.1 | 2.1 | 2.1 | 2.1
2030 | Heat Infrastructure | Individual Heat Pumps | Air-to-water HP, Existing SFH | Period | years | 15 | 15 | 15 | 15 | 15 | 15 | 15 | 15 | 15 | 15 | 15 | 15 | 15 | 15 | 15 | 15 | 15 | 15 | 15 | 15 | 15 | 15 | 15 | 15 | 15 | 15 | 15 | 15 | 15
2030 | Heat Infrastructure | Individual Heat Pumps | Air-to-water HP, New MFH | Investment | M€/1000 s | 60.73 | 63.09 | 51.61 | 53.04 | 54.53 | 53.36 | 63 | 53.53 | 61.05 | 61.39 | 61.54 | 54.73 | 52.78 | 59.73 | 58.38 | 52.55 | 52.5 | 59.53 | 54.13 | 60.53 | 52.84 | 53.64 | 51.86 | 53.53 | 55.11 | 57.09 | 62.54 | 57.86 | 58.03
2030 | Heat Infrastructure | Individual Heat Pumps | Air-to-water HP, New MFH | O&M | % of inv. | 1.34 | 1.34 | 1.34 | 1.34 | 1.34 | 1.34 | 1.34 | 1.34 | 1.34 | 1.34 | 1.34 | 1.34 | 1.34 | 1.34 | 1.34 | 1.34 | 1.34 | 1.34 | 1.34 | 1.34 | 1.34 | 1.34 | 1.34 | 1.34 | 1.34 | 1.34 | 1.34 | 1.34 | 1.34
2030 | Heat Infrastructure | Individual Heat Pumps | Air-to-water HP, New MFH | Period | years | 20 | 20 | 20 | 20 | 20 | 20 | 20 | 20 | 20 | 20 | 20 | 20 | 20 | 20 | 20 | 20 | 20 | 20 | 20 | 20 | 20 | 20 | 20 | 20 | 20 | 20 | 20 | 20 | 20
2030 | Heat Infrastructure | Individual Heat Pumps | Air-to-water HP, New SFH | Investment | M€/1000 s | 5.78 | 6.01 | 4.91 | 5.05 | 5.19 | 5.08 | 6 | 5.1 | 5.81 | 5.85 | 5.86 | 5.21 | 5.03 | 5.69 | 5.56 | 5.01 | 5 | 5.67 | 5.16 | 5.76 | 5.03 | 5.11 | 4.94 | 5.1 | 5.25 | 5.44 | 5.96 | 5.51 | 5.53
2030 | Heat Infrastructure | Individual Heat Pumps | Air-to-water HP, New SFH | O&M | % of inv. | 2.81 | 2.81 | 2.81 | 2.81 | 2.81 | 2.81 | 2.81 | 2.81 | 2.81 | 2.81 | 2.81 | 2.81 | 2.81 | 2.81 | 2.81 | 2.81 | 2.81 | 2.81 | 2.81 | 2.81 | 2.81 | 2.81 | 2.81 | 2.81 | 2.81 | 2.81 | 2.81 | 2.81 | 2.81
2030 | Heat Infrastructure | Individual Heat Pumps | Air-to-water HP, New SFH | Period | years | 15 | 15 | 15 | 15 | 15 | 15 | 15 | 15 | 15 | 15 | 15 | 15 | 15 | 15 | 15 | 15 | 15 | 15 | 15 | 15 | 15 | 15 | 15 | 15 | 15 | 15 | 15 | 15 | 15
2030 | Heat Infrastructure | Individual Heat Pumps | Gound-source HP, Existing MFH | Investment | M€/1000 s | 215.94 | 224.31 | 183.49 | 188.59 | 193.9 | 189.71 | 224 | 190.32 | 217.06 | 218.29 | 218.8 | 194.61 | 187.67 | 212.37 | 207.57 | 186.85 | 186.65 | 211.65 | 192.47 | 215.22 | 187.87 | 190.73 | 184.4 | 190.32 | 195.94 | 202.98 | 222.37 | 205.73 | 206.35
2030 | Heat Infrastructure | Individual Heat Pumps | Gound-source HP, Existing MFH | O&M | % of inv. | 0.38 | 0.38 | 0.38 | 0.38 | 0.38 | 0.38 | 0.38 | 0.38 | 0.38 | 0.38 | 0.38 | 0.38 | 0.38 | 0.38 | 0.38 | 0.38 | 0.38 | 0.38 | 0.38 | 0.38 | 0.38 | 0.38 | 0.38 | 0.38 | 0.38 | 0.38 | 0.38 | 0.38 | 0.38
2030 | Heat Infrastructure | Individual Heat Pumps | Gound-source HP, Existing MFH | Period | years | 20 | 20 | 20 | 20 | 20 | 20 | 20 | 20 | 20 | 20 | 20 | 20 | 20 | 20 | 20 | 20 | 20 | 20 | 20 | 20 | 20 | 20 | 20 | 20 | 20 | 20 | 20 | 20 | 20
2030 | Heat Infrastructure | Individual Heat Pumps | Gound-source HP, Existing SFH | Investment | M€/1000 s | 13.5 | 14.02 | 11.47 | 11.79 | 12.12 | 11.86 | 14 | 11.9 | 13.57 | 13.64 | 13.67 | 12.16 | 11.73 | 13.27 | 12.97 | 11.68 | 11.67 | 13.23 | 12.03 | 13.45 | 11.74 | 11.92 | 11.53 | 11.9 | 12.25 | 12.69 | 13.9 | 12.86 | 12.9
2030 | Heat Infrastructure | Individual Heat Pumps | Gound-source HP, Existing SFH | O&M | % of inv. | 1.2 | 1.2 | 1.2 | 1.2 | 1.2 | 1.2 | 1.2 | 1.2 | 1.2 | 1.2 | 1.2 | 1.2 | 1.2 | 1.2 | 1.2 | 1.2 | 1.2 | 1.2 | 1.2 | 1.2 | 1.2 | 1.2 | 1.2 | 1.2 | 1.2 | 1.2 | 1.2 | 1.2 | 1.2
2030 | Heat Infrastructure | Individual Heat Pumps | Gound-source HP, Existing SFH | Period | years | 20 | 20 | 20 | 20 | 20 | 20 | 20 | 20 | 20 | 20 | 20 | 20 | 20 | 20 | 20 | 20 | 20 | 20 | 20 | 20 | 20 | 20 | 20 | 20 | 20 | 20 | 20 | 20 | 20
2030 | Heat Infrastructure | Individual Heat Pumps | Gound-source HP, New MFH | Investment | M€/1000 s | 77.12 | 80.11 | 65.53 | 67.35 | 69.25 | 67.75 | 80 | 67.97 | 77.52 | 77.96 | 78.14 | 69.5 | 67.03 | 75.85 | 74.13 | 66.73 | 66.66 | 75.59 | 68.74 | 76.87 | 67.1 | 68.12 | 65.86 | 67.97 | 69.98 | 72.49 | 79.42 | 73.48 | 73.69
2030 | Heat Infrastructure | Individual Heat Pumps | Gound-source HP, New MFH | O&M | % of inv. | 1.06 | 1.06 | 1.06 | 1.06 | 1.06 | 1.06 | 1.06 | 1.06 | 1.06 | 1.06 | 1.06 | 1.06 | 1.06 | 1.06 | 1.06 | 1.06 | 1.06 | 1.06 | 1.06 | 1.06 | 1.06 | 1.06 | 1.06 | 1.06 | 1.06 | 1.06 | 1.06 | 1.06 | 1.06
2030 | Heat Infrastructure | Individual Heat Pumps | Gound-source HP, New MFH | Period | years | 20 | 20 | 20 | 20 | 20 | 20 | 20 | 20 | 20 | 20 | 20 | 20 | 20 | 20 | 20 | 20 | 20 | 20 | 20 | 20 | 20 | 20 | 20 | 20 | 20 | 20 | 20 | 20 | 20
2030 | Heat Infrastructure | Individual Heat Pumps | Gound-source HP, New SFH | Investment | M€/1000 s | 9.64 | 10.01 | 8.19 | 8.42 | 8.66 | 8.47 | 10 | 8.5 | 9.69 | 9.74 | 9.77 | 8.69 | 8.38 | 9.48 | 9.27 | 8.34 | 8.33 | 9.45 | 8.59 | 9.61 | 8.39 | 8.51 | 8.23 | 8.5 | 8.75 | 9.06 | 9.93 | 9.18 | 9.21
2030 | Heat Infrastructure | Individual Heat Pumps | Gound-source HP, New SFH | O&M | % of inv. | 1.69 | 1.69 | 1.69 | 1.69 | 1.69 | 1.69 | 1.69 | 1.69 | 1.69 | 1.69 | 1.69 | 1.69 | 1.69 | 1.69 | 1.69 | 1.69 | 1.69 | 1.69 | 1.69 | 1.69 | 1.69 | 1.69 | 1.69 | 1.69 | 1.69 | 1.69 | 1.69 | 1.69 | 1.69
2030 | Heat Infrastructure | Individual Heat Pumps | Gound-source HP, New SFH | Period | years | 20 | 20 | 20 | 20 | 20 | 20 | 20 | 20 | 20 | 20 | 20 | 20 | 20 | 20 | 20 | 20 | 20 | 20 | 20 | 20 | 20 | 20 | 20 | 20 | 20 | 20 | 20 | 20 | 20
2030 | Heat Infrastructure | Individual Heat Pumps | Ventilation HP, New MFH | Investment | M€/1000 s | 60.73 | 63.09 | 51.61 | 53.04 | 54.53 | 53.36 | 63 | 53.53 | 61.05 | 61.39 | 61.54 | 54.73 | 52.78 | 59.73 | 58.38 | 52.55 | 52.5 | 59.53 | 54.13 | 60.53 | 52.84 | 53.64 | 51.86 | 53.53 | 55.11 | 57.09 | 62.54 | 57.86 | 58.03
2030 | Heat Infrastructure | Individual Heat Pumps | Ventilation HP, New MFH | O&M | % of inv. | 1.34 | 1.34 | 1.34 | 1.34 | 1.34 | 1.34 | 1.34 | 1.34 | 1.34 | 1.34 | 1.34 | 1.34 | 1.34 | 1.34 | 1.34 | 1.34 | 1.34 | 1.34 | 1.34 | 1.34 | 1.34 | 1.34 | 1.34 | 1.34 | 1.34 | 1.34 | 1.34 | 1.34 | 1.34
2030 | Heat Infrastructure | Individual Heat Pumps | Ventilation HP, New MFH | Period | years | 15 | 15 | 15 | 15 | 15 | 15 | 15 | 15 | 15 | 15 | 15 | 15 | 15 | 15 | 15 | 15 | 15 | 15 | 15 | 15 | 15 | 15 | 15 | 15 | 15 | 15 | 15 | 15 | 15
2030 | Heat Infrastructure | Individual Heat Pumps | Ventilation HP, New SFH | Investment | M€/1000 s | 1.64 | 1.7 | 1.39 | 1.43 | 1.47 | 1.44 | 1.7 | 1.44 | 1.65 | 1.66 | 1.66 | 1.48 | 1.42 | 1.61 | 1.58 | 1.42 | 1.42 | 1.61 | 1.46 | 1.63 | 1.43 | 1.45 | 1.4 | 1.44 | 1.49 | 1.54 | 1.69 | 1.56 | 1.57
2030 | Heat Infrastructure | Individual Heat Pumps | Ventilation HP, New SFH | O&M | % of inv. | 9.94 | 9.94 | 9.94 | 9.94 | 9.94 | 9.94 | 9.94 | 9.94 | 9.94 | 9.94 | 9.94 | 9.94 | 9.94 | 9.94 | 9.94 | 9.94 | 9.94 | 9.94 | 9.94 | 9.94 | 9.94 | 9.94 | 9.94 | 9.94 | 9.94 | 9.94 | 9.94 | 9.94 | 9.94
2030 | Heat Infrastructure | Individual Heat Pumps | Ventilation HP, New SFH | Period | years | 15 | 15 | 15 | 15 | 15 | 15 | 15 | 15 | 15 | 15 | 15 | 15 | 15 | 15 | 15 | 15 | 15 | 15 | 15 | 15 | 15 | 15 | 15 | 15 | 15 | 15 | 15 | 15 | 15
2030 | Heat Infrastructure | Individual electric heating | New SFH | Investment | M€/1000 Units | 2.84 | 3.01 | 2.19 | 2.29 | 2.4 | 2.31 | 3 | 2.32 | 2.86 | 2.89 | 2.9 | 2.41 | 2.27 | 2.77 | 2.67 | 2.25 | 2.25 | 2.75 | 2.37 | 2.82 | 2.27 | 2.33 | 2.2 | 2.32 | 2.44 | 2.58 | 2.97 | 2.63 | 2.65
2030 | Heat Infrastructure | Individual electric heating | New SFH | O&M | % of inv. | 0.8 | 0.8 | 0.8 | 0.8 | 0.8 | 0.8 | 0.8 | 0.8 | 0.8 | 0.8 | 0.8 | 0.8 | 0.8 | 0.8 | 0.8 | 0.8 | 0.8 | 0.8 | 0.8 | 0.8 | 0.8 | 0.8 | 0.8 | 0.8 | 0.8 | 0.8 | 0.8 | 0.8 | 0.8
2030 | Heat Infrastructure | Individual electric heating | New SFH | Period | years | 30 | 30 | 30 | 30 | 30 | 30 | 30 | 30 | 30 | 30 | 30 | 30 | 30 | 30 | 30 | 30 | 30 | 30 | 30 | 30 | 30 | 30 | 30 | 30 | 30 | 30 | 30 | 30 | 30
2030 | Heat Infrastructure | Individual solar thermal | Average | Investment | M€/TWh/year | 1491.94 | 1534.91 | 1325.34 | 1351.53 | 1378.78 | 1357.3 | 1533.33 | 1360.44 | 1497.71 | 1503.99 | 1506.61 | 1382.44 | 1346.82 | 1473.61 | 1448.98 | 1342.63 | 1341.58 | 1469.94 | 1371.44 | 1488.28 | 1347.87 | 1362.54 | 1330.05 | 1360.44 | 1389.26 | 1425.41 | 1524.95 | 1439.55 | 1442.7
2030 | Heat Infrastructure | Individual solar thermal | Average | O&M | % of inv. | 1.35 | 1.35 | 1.35 | 1.35 | 1.35 | 1.35 | 1.35 | 1.35 | 1.35 | 1.35 | 1.35 | 1.35 | 1.35 | 1.35 | 1.35 | 1.35 | 1.35 | 1.35 | 1.35 | 1.35 | 1.35 | 1.35 | 1.35 | 1.35 | 1.35 | 1.35 | 1.35 | 1.35 | 1.35
2030 | Heat Infrastructure | Individual solar thermal | Average | Period | years | 30 | 30 | 30 | 30 | 30 | 30 | 30 | 30 | 30 | 30 | 30 | 30 | 30 | 30 | 30 | 30 | 30 | 30 | 30 | 30 | 30 | 30 | 30 | 30 | 30 | 30 | 30 | 30 | 30
2030 | Additional - Cooling Units | Chillers | Air-cooled chillers < 400 kW, Residential and service sector | Investment | M€/MWe | 0.31 | 0.33 | 0.24 | 0.25 | 0.26 | 0.25 | 0.33 | 0.26 | 0.31 | 0.32 | 0.32 | 0.26 | 0.25 | 0.3 | 0.29 | 0.25 | 0.25 | 0.3 | 0.26 | 0.31 | 0.25 | 0.26 | 0.24 | 0.26 | 0.27 | 0.28 | 0.32 | 0.29 | 0.29
2030 | Additional - Cooling Units | Chillers | Air-cooled chillers < 400 kW, Residential and service sector | O&M | % of inv. | 4 | 4 | 4 | 4 | 4 | 4 | 4 | 4 | 4 | 4 | 4 | 4 | 4 | 4 | 4 | 4 | 4 | 4 | 4 | 4 | 4 | 4 | 4 | 4 | 4 | 4 | 4 | 4 | 4
2030 | Additional - Cooling Units | Chillers | Air-cooled chillers < 400 kW, Residential and service sector | Period | years | 15 | 15 | 15 | 15 | 15 | 15 | 15 | 15 | 15 | 15 | 15 | 15 | 15 | 15 | 15 | 15 | 15 | 15 | 15 | 15 | 15 | 15 | 15 | 15 | 15 | 15 | 15 | 15 | 15
2030 | Additional - Cooling Units | Chillers | Air-cooled chillers > 400 kW, Service sector | Investment | M€/MWe | 0.23 | 0.24 | 0.18 | 0.19 | 0.2 | 0.19 | 0.24 | 0.19 | 0.23 | 0.24 | 0.24 | 0.2 | 0.19 | 0.23 | 0.22 | 0.18 | 0.18 | 0.22 | 0.19 | 0.23 | 0.19 | 0.19 | 0.18 | 0.19 | 0.2 | 0.21 | 0.24 | 0.22 | 0.22
2030 | Additional - Cooling Units | Chillers | Air-cooled chillers > 400 kW, Service sector | O&M | % of inv. | 4 | 4 | 4 | 4 | 4 | 4 | 4 | 4 | 4 | 4 | 4 | 4 | 4 | 4 | 4 | 4 | 4 | 4 | 4 | 4 | 4 | 4 | 4 | 4 | 4 | 4 | 4 | 4 | 4
2030 | Additional - Cooling Units | Chillers | Air-cooled chillers > 400 kW, Service sector | Period | years | 20 | 20 | 20 | 20 | 20 | 20 | 20 | 20 | 20 | 20 | 20 | 20 | 20 | 20 | 20 | 20 | 20 | 20 | 20 | 20 | 20 | 20 | 20 | 20 | 20 | 20 | 20 | 20 | 20
2030 | Additional - Cooling Units | Chillers | Water-cooled chillers < 400 kW, Residential and service sector | Investment | M€/MWe | 0.19 | 0.2 | 0.15 | 0.16 | 0.16 | 0.16 | 0.2 | 0.16 | 0.19 | 0.19 | 0.2 | 0.16 | 0.15 | 0.19 | 0.18 | 0.15 | 0.15 | 0.19 | 0.16 | 0.19 | 0.15 | 0.16 | 0.15 | 0.16 | 0.17 | 0.17 | 0.2 | 0.18 | 0.18
2030 | Additional - Cooling Units | Chillers | Water-cooled chillers < 400 kW, Residential and service sector | O&M | % of inv. | 4 | 4 | 4 | 4 | 4 | 4 | 4 | 4 | 4 | 4 | 4 | 4 | 4 | 4 | 4 | 4 | 4 | 4 | 4 | 4 | 4 | 4 | 4 | 4 | 4 | 4 | 4 | 4 | 4
2030 | Additional - Cooling Units | Chillers | Water-cooled chillers < 400 kW, Residential and service sector | Period | years | 15 | 15 | 15 | 15 | 15 | 15 | 15 | 15 | 15 | 15 | 15 | 15 | 15 | 15 | 15 | 15 | 15 | 15 | 15 | 15 | 15 | 15 | 15 | 15 | 15 | 15 | 15 | 15 | 15
2030 | Additional - Cooling Units | Chillers | Water-cooled chillers > 400 kW, Service sector | Investment | M€/MWe | 0.14 | 0.14 | 0.11 | 0.11 | 0.12 | 0.11 | 0.14 | 0.11 | 0.14 | 0.14 | 0.14 | 0.12 | 0.11 | 0.13 | 0.13 | 0.11 | 0.11 | 0.13 | 0.11 | 0.14 | 0.11 | 0.11 | 0.11 | 0.11 | 0.12 | 0.12 | 0.14 | 0.13 | 0.13
2030 | Additional - Cooling Units | Chillers | Water-cooled chillers > 400 kW, Service sector | O&M | % of inv. | 4 | 4 | 4 | 4 | 4 | 4 | 4 | 4 | 4 | 4 | 4 | 4 | 4 | 4 | 4 | 4 | 4 | 4 | 4 | 4 | 4 | 4 | 4 | 4 | 4 | 4 | 4 | 4 | 4
2030 | Additional - Cooling Units | Chillers | Water-cooled chillers > 400 kW, Service sector | Period | years | 20 | 20 | 20 | 20 | 20 | 20 | 20 | 20 | 20 | 20 | 20 | 20 | 20 | 20 | 20 | 20 | 20 | 20 | 20 | 20 | 20 | 20 | 20 | 20 | 20 | 20 | 20 | 20 | 20
2030 | Additional - Cooling Units | Movable Units | Movable units, Residential and service sector | Investment | M€/MWe | 0.19 | 0.2 | 0.14 | 0.15 | 0.16 | 0.15 | 0.2 | 0.15 | 0.19 | 0.19 | 0.19 | 0.16 | 0.15 | 0.18 | 0.18 | 0.15 | 0.15 | 0.18 | 0.16 | 0.19 | 0.15 | 0.15 | 0.15 | 0.15 | 0.16 | 0.17 | 0.19 | 0.17 | 0.17
2030 | Additional - Cooling Units | Movable Units | Movable units, Residential and service sector | O&M | % of inv. | 0 | 0 | 0 | 0 | 0 | 0 | 0 | 0 | 0 | 0 | 0 | 0 | 0 | 0 | 0 | 0 | 0 | 0 | 0 | 0 | 0 | 0 | 0 | 0 | 0 | 0 | 0 | 0 | 0
2030 | Additional - Cooling Units | Movable Units | Movable units, Residential and service sector | Period | years | 10 | 10 | 10 | 10 | 10 | 10 | 10 | 10 | 10 | 10 | 10 | 10 | 10 | 10 | 10 | 10 | 10 | 10 | 10 | 10 | 10 | 10 | 10 | 10 | 10 | 10 | 10 | 10 | 10
2030 | Additional - Cooling Units | Split systems | Split < 5 kW, Residential and service sector | Investment | M€/MWe | 0.43 | 0.46 | 0.34 | 0.35 | 0.37 | 0.36 | 0.46 | 0.36 | 0.44 | 0.44 | 0.44 | 0.37 | 0.35 | 0.42 | 0.41 | 0.35 | 0.35 | 0.42 | 0.36 | 0.43 | 0.35 | 0.36 | 0.34 | 0.36 | 0.37 | 0.4 | 0.45 | 0.4 | 0.41
2030 | Additional - Cooling Units | Split systems | Split < 5 kW, Residential and service sector | O&M | % of inv. | 4.01 | 4.01 | 4.01 | 4.01 | 4.01 | 4.01 | 4.01 | 4.01 | 4.01 | 4.01 | 4.01 | 4.01 | 4.01 | 4.01 | 4.01 | 4.01 | 4.01 | 4.01 | 4.01 | 4.01 | 4.01 | 4.01 | 4.01 | 4.01 | 4.01 | 4.01 | 4.01 | 4.01 | 4.01
2030 | Additional - Cooling Units | Split systems | Split < 5 kW, Residential and service sector | Period | years | 12 | 12 | 12 | 12 | 12 | 12 | 12 | 12 | 12 | 12 | 12 | 12 | 12 | 12 | 12 | 12 | 12 | 12 | 12 | 12 | 12 | 12 | 12 | 12 | 12 | 12 | 12 | 12 | 12
2030 | Additional - Cooling Units | Split systems | Split > 5 kW, Residential and service sector | Investment | M€/MWe | 0.27 | 0.28 | 0.21 | 0.22 | 0.23 | 0.22 | 0.28 | 0.22 | 0.27 | 0.27 | 0.27 | 0.23 | 0.22 | 0.26 | 0.25 | 0.21 | 0.21 | 0.26 | 0.22 | 0.27 | 0.22 | 0.22 | 0.21 | 0.22 | 0.23 | 0.24 | 0.28 | 0.25 | 0.25
2030 | Additional - Cooling Units | Split systems | Split > 5 kW, Residential and service sector | O&M | % of inv. | 4 | 4 | 4 | 4 | 4 | 4 | 4 | 4 | 4 | 4 | 4 | 4 | 4 | 4 | 4 | 4 | 4 | 4 | 4 | 4 | 4 | 4 | 4 | 4 | 4 | 4 | 4 | 4 | 4
2030 | Additional - Cooling Units | Split systems | Split > 5 kW, Residential and service sector | Period | years | 15 | 15 | 15 | 15 | 15 | 15 | 15 | 15 | 15 | 15 | 15 | 15 | 15 | 15 | 15 | 15 | 15 | 15 | 15 | 15 | 15 | 15 | 15 | 15 | 15 | 15 | 15 | 15 | 15
2030 | Additional - Cooling Units | Rooftop and packaged units | Rooftop and packaged units | Investment | M€/MWe | 0.34 | 0.36 | 0.26 | 0.27 | 0.29 | 0.28 | 0.36 | 0.28 | 0.34 | 0.34 | 0.34 | 0.29 | 0.27 | 0.33 | 0.32 | 0.27 | 0.27 | 0.33 | 0.28 | 0.34 | 0.27 | 0.28 | 0.26 | 0.28 | 0.29 | 0.31 | 0.35 | 0.31 | 0.32
2030 | Additional - Cooling Units | Rooftop and packaged units | Rooftop and packaged units | O&M | % of inv. | 4 | 4 | 4 | 4 | 4 | 4 | 4 | 4 | 4 | 4 | 4 | 4 | 4 | 4 | 4 | 4 | 4 | 4 | 4 | 4 | 4 | 4 | 4 | 4 | 4 | 4 | 4 | 4 | 4
2030 | Additional - Cooling Units | Rooftop and packaged units | Rooftop and packaged units | Period | years | 15 | 15 | 15 | 15 | 15 | 15 | 15 | 15 | 15 | 15 | 15 | 15 | 15 | 15 | 15 | 15 | 15 | 15 | 15 | 15 | 15 | 15 | 15 | 15 | 15 | 15 | 15 | 15 | 15
2030 | Additional - Cooling Units | VRF units | Residential and service sector | Investment | M€/MWe | 0.94 | 0.99 | 0.73 | 0.76 | 0.8 | 0.77 | 0.99 | 0.77 | 0.95 | 0.96 | 0.96 | 0.8 | 0.76 | 0.92 | 0.89 | 0.75 | 0.75 | 0.91 | 0.79 | 0.94 | 0.76 | 0.78 | 0.74 | 0.77 | 0.81 | 0.86 | 0.98 | 0.87 | 0.88
2030 | Additional - Cooling Units | VRF units | Residential and service sector | O&M | % of inv. | 4 | 4 | 4 | 4 | 4 | 4 | 4 | 4 | 4 | 4 | 4 | 4 | 4 | 4 | 4 | 4 | 4 | 4 | 4 | 4 | 4 | 4 | 4 | 4 | 4 | 4 | 4 | 4 | 4
2030 | Additional - Cooling Units | VRF units | Residential and service sector | Period | years | 15 | 15 | 15 | 15 | 15 | 15 | 15 | 15 | 15 | 15 | 15 | 15 | 15 | 15 | 15 | 15 | 15 | 15 | 15 | 15 | 15 | 15 | 15 | 15 | 15 | 15 | 15 | 15 | 15
2030 | Additional - Cooling Units | Absorption units | Water-LiBr Absorption chillers (steam heated), Industry and District Cooling | Investment | M€/MWe | 0.18 | 0.19 | 0.14 | 0.15 | 0.15 | 0.15 | 0.19 | 0.15 | 0.18 | 0.18 | 0.19 | 0.16 | 0.15 | 0.18 | 0.17 | 0.15 | 0.15 | 0.18 | 0.15 | 0.18 | 0.15 | 0.15 | 0.14 | 0.15 | 0.16 | 0.17 | 0.19 | 0.17 | 0.17
2030 | Additional - Cooling Units | Absorption units | Water-LiBr Absorption chillers (steam heated), Industry and District Cooling | O&M | % of inv. | 4 | 4 | 4 | 4 | 4 | 4 | 4 | 4 | 4 | 4 | 4 | 4 | 4 | 4 | 4 | 4 | 4 | 4 | 4 | 4 | 4 | 4 | 4 | 4 | 4 | 4 | 4 | 4 | 4
2030 | Additional - Cooling Units | Absorption units | Water-LiBr Absorption chillers (steam heated), Industry and District Cooling | Period | years | 25 | 25 | 25 | 25 | 25 | 25 | 25 | 25 | 25 | 25 | 25 | 25 | 25 | 25 | 25 | 25 | 25 | 25 | 25 | 25 | 25 | 25 | 25 | 25 | 25 | 25 | 25 | 25 | 25
2050 | Heat and Electricity | Small CHP plants | Biogas Engine: 1-10 MW | Investment | M€/MWe | 0.8 | 0.85 | 0.58 | 0.61 | 0.65 | 0.62 | 0.85 | 0.63 | 0.8 | 0.81 | 0.82 | 0.65 | 0.61 | 0.77 | 0.74 | 0.6 | 0.6 | 0.77 | 0.64 | 0.79 | 0.61 | 0.63 | 0.59 | 0.63 | 0.66 | 0.71 | 0.84 | 0.73 | 0.73
2050 | Heat and Electricity | Small CHP plants | Biogas Engine: 1-10 MW | O&M | % of inv. | 1 | 1 | 1 | 1 | 1 | 1 | 1 | 1 | 1 | 1 | 1 | 1 | 1 | 1 | 1 | 1 | 1 | 1 | 1 | 1 | 1 | 1 | 1 | 1 | 1 | 1 | 1 | 1 | 1
2050 | Heat and Electricity | Small CHP plants | Biogas Engine: 1-10 MW | Period | years | 25 | 25 | 25 | 25 | 25 | 25 | 25 | 25 | 25 | 25 | 25 | 25 | 25 | 25 | 25 | 25 | 25 | 25 | 25 | 25 | 25 | 25 | 25 | 25 | 25 | 25 | 25 | 25 | 25
2050 | Heat and Electricity | Small CHP plants | Biomass (Straw), 20 MW feed | Investment | M€/MWe | 5.81 | 6.21 | 4.24 | 4.48 | 4.74 | 4.54 | 6.2 | 4.57 | 5.86 | 5.92 | 5.95 | 4.78 | 4.44 | 5.64 | 5.4 | 4.4 | 4.39 | 5.6 | 4.67 | 5.77 | 4.45 | 4.59 | 4.28 | 4.57 | 4.84 | 5.18 | 6.12 | 5.32 | 5.34
2050 | Heat and Electricity | Small CHP plants | Biomass (Straw), 20 MW feed | O&M | % of inv. | 4.81 | 4.81 | 4.81 | 4.81 | 4.81 | 4.81 | 4.81 | 4.81 | 4.81 | 4.81 | 4.81 | 4.81 | 4.81 | 4.81 | 4.81 | 4.81 | 4.81 | 4.81 | 4.81 | 4.81 | 4.81 | 4.81 | 4.81 | 4.81 | 4.81 | 4.81 | 4.81 | 4.81 | 4.81
2050 | Heat and Electricity | Small CHP plants | Biomass (Straw), 20 MW feed | Period | years | 25 | 25 | 25 | 25 | 25 | 25 | 25 | 25 | 25 | 25 | 25 | 25 | 25 | 25 | 25 | 25 | 25 | 25 | 25 | 25 | 25 | 25 | 25 | 25 | 25 | 25 | 25 | 25 | 25
2050 | Heat and Electricity | Small CHP plants | Biomass (Straw), 50 MW feed | Investment | M€/MWe | 3.09 | 3.31 | 2.26 | 2.39 | 2.52 | 2.42 | 3.3 | 2.43 | 3.12 | 3.15 | 3.17 | 2.54 | 2.36 | 3 | 2.88 | 2.34 | 2.34 | 2.98 | 2.49 | 3.07 | 2.37 | 2.44 | 2.28 | 2.43 | 2.58 | 2.76 | 3.26 | 2.83 | 2.84
2050 | Heat and Electricity | Small CHP plants | Biomass (Straw), 50 MW feed | O&M | % of inv. | 3.83 | 3.83 | 3.83 | 3.83 | 3.83 | 3.83 | 3.83 | 3.83 | 3.83 | 3.83 | 3.83 | 3.83 | 3.83 | 3.83 | 3.83 | 3.83 | 3.83 | 3.83 | 3.83 | 3.83 | 3.83 | 3.83 | 3.83 | 3.83 | 3.83 | 3.83 | 3.83 | 3.83 | 3.83
2050 | Heat and Electricity | Small CHP plants | Biomass (Straw), 50 MW feed | Period | years | 25 | 25 | 25 | 25 | 25 | 25 | 25 | 25 | 25 | 25 | 25 | 25 | 25 | 25 | 25 | 25 | 25 | 25 | 25 | 25 | 25 | 25 | 25 | 25 | 25 | 25 | 25 | 25 | 25
2050 | Heat and Electricity | Small CHP plants | Biomass (woodchips): 20 MW feed | Investment | M€/MWe | 5.62 | 6.01 | 4.1 | 4.34 | 4.59 | 4.39 | 6 | 4.42 | 5.67 | 5.73 | 5.76 | 4.62 | 4.3 | 5.45 | 5.23 | 4.26 | 4.25 | 5.42 | 4.52 | 5.59 | 4.31 | 4.44 | 4.14 | 4.42 | 4.68 | 5.01 | 5.92 | 5.14 | 5.17
2050 | Heat and Electricity | Small CHP plants | Biomass (woodchips): 20 MW feed | O&M | % of inv. | 4.63 | 4.63 | 4.63 | 4.63 | 4.63 | 4.63 | 4.63 | 4.63 | 4.63 | 4.63 | 4.63 | 4.63 | 4.63 | 4.63 | 4.63 | 4.63 | 4.63 | 4.63 | 4.63 | 4.63 | 4.63 | 4.63 | 4.63 | 4.63 | 4.63 | 4.63 | 4.63 | 4.63 | 4.63
2050 | Heat and Electricity | Small CHP plants | Biomass (woodchips): 20 MW feed | Period | years | 25 | 25 | 25 | 25 | 25 | 25 | 25 | 25 | 25 | 25 | 25 | 25 | 25 | 25 | 25 | 25 | 25 | 25 | 25 | 25 | 25 | 25 | 25 | 25 | 25 | 25 | 25 | 25 | 25
2050 | Heat and Electricity | Small CHP plants | Biomass (woodchips): 80 MW feed | Investment | M€/MWe | 3.09 | 3.31 | 2.26 | 2.39 | 2.52 | 2.42 | 3.3 | 2.43 | 3.12 | 3.15 | 3.17 | 2.54 | 2.36 | 3 | 2.88 | 2.34 | 2.34 | 2.98 | 2.49 | 3.07 | 2.37 | 2.44 | 2.28 | 2.43 | 2.58 | 2.76 | 3.26 | 2.83 | 2.84
2050 | Heat and Electricity | Small CHP plants | Biomass (woodchips): 80 MW feed | O&M | % of inv. | 4.02 | 4.02 | 4.02 | 4.02 | 4.02 | 4.02 | 4.02 | 4.02 | 4.02 | 4.02 | 4.02 | 4.02 | 4.02 | 4.02 | 4.02 | 4.02 | 4.02 | 4.02 | 4.02 | 4.02 | 4.02 | 4.02 | 4.02 | 4.02 | 4.02 | 4.02 | 4.02 | 4.02 | 4.02
2050 | Heat and Electricity | Small CHP plants | Biomass (woodchips): 80 MW feed | Period | years | 25 | 25 | 25 | 25 | 25 | 25 | 25 | 25 | 25 | 25 | 25 | 25 | 25 | 25 | 25 | 25 | 25 | 25 | 25 | 25 | 25 | 25 | 25 | 25 | 25 | 25 | 25 | 25 | 25
2050 | Heat and Electricity | Small CHP plants | Gas Engine: 1-10 MW | Investment | M€/MWe | 0.8 | 0.85 | 0.58 | 0.61 | 0.65 | 0.62 | 0.85 | 0.63 | 0.8 | 0.81 | 0.82 | 0.65 | 0.61 | 0.77 | 0.74 | 0.6 | 0.6 | 0.77 | 0.64 | 0.79 | 0.61 | 0.63 | 0.59 | 0.63 | 0.66 | 0.71 | 0.84 | 0.73 | 0.73
2050 | Heat and Electricity | Small CHP plants | Gas Engine: 1-10 MW | O&M | % of inv. | 1 | 1 | 1 | 1 | 1 | 1 | 1 | 1 | 1 | 1 | 1 | 1 | 1 | 1 | 1 | 1 | 1 | 1 | 1 | 1 | 1 | 1 | 1 | 1 | 1 | 1 | 1 | 1 | 1
2050 | Heat and Electricity | Small CHP plants | Gas Engine: 1-10 MW | Period | years | 25 | 25 | 25 | 25 | 25 | 25 | 25 | 25 | 25 | 25 | 25 | 25 | 25 | 25 | 25 | 25 | 25 | 25 | 25 | 25 | 25 | 25 | 25 | 25 | 25 | 25 | 25 | 25 | 25
2050 | Heat and Electricity | Small CHP plants | SCGT: 5-40 MW | Investment | M€/MWe | 0.64 | 0.68 | 0.46 | 0.49 | 0.52 | 0.5 | 0.68 | 0.5 | 0.64 | 0.65 | 0.65 | 0.52 | 0.49 | 0.62 | 0.59 | 0.48 | 0.48 | 0.61 | 0.51 | 0.63 | 0.49 | 0.5 | 0.47 | 0.5 | 0.53 | 0.57 | 0.67 | 0.58 | 0.59
2050 | Heat and Electricity | Small CHP plants | SCGT: 5-40 MW | O&M | % of inv. | 2.65 | 2.65 | 2.65 | 2.65 | 2.65 | 2.65 | 2.65 | 2.65 | 2.65 | 2.65 | 2.65 | 2.65 | 2.65 | 2.65 | 2.65 | 2.65 | 2.65 | 2.65 | 2.65 | 2.65 | 2.65 | 2.65 | 2.65 | 2.65 | 2.65 | 2.65 | 2.65 | 2.65 | 2.65
2050 | Heat and Electricity | Small CHP plants | SCGT: 5-40 MW | Period | years | 25 | 25 | 25 | 25 | 25 | 25 | 25 | 25 | 25 | 25 | 25 | 25 | 25 | 25 | 25 | 25 | 25 | 25 | 25 | 25 | 25 | 25 | 25 | 25 | 25 | 25 | 25 | 25 | 25
2050 | Heat and Electricity | Large CHP plants | Biomass (pellets): 250-400 MW | Investment | M€/MWe | 1.7 | 1.78 | 1.39 | 1.44 | 1.49 | 1.45 | 1.78 | 1.46 | 1.71 | 1.73 | 1.73 | 1.5 | 1.43 | 1.67 | 1.62 | 1.43 | 1.42 | 1.66 | 1.48 | 1.7 | 1.44 | 1.46 | 1.4 | 1.46 | 1.51 | 1.58 | 1.76 | 1.61 | 1.61
2050 | Heat and Electricity | Large CHP plants | Biomass (pellets): 250-400 MW | O&M | % of inv. | 1.64 | 1.64 | 1.64 | 1.64 | 1.64 | 1.64 | 1.64 | 1.64 | 1.64 | 1.64 | 1.64 | 1.64 | 1.64 | 1.64 | 1.64 | 1.64 | 1.64 | 1.64 | 1.64 | 1.64 | 1.64 | 1.64 | 1.64 | 1.64 | 1.64 | 1.64 | 1.64 | 1.64 | 1.64
2050 | Heat and Electricity | Large CHP plants | Biomass (pellets): 250-400 MW | Period | years | 40 | 40 | 40 | 40 | 40 | 40 | 40 | 40 | 40 | 40 | 40 | 40 | 40 | 40 | 40 | 40 | 40 | 40 | 40 | 40 | 40 | 40 | 40 | 40 | 40 | 40 | 40 | 40 | 40
2050 | Heat and Electricity | Large CHP plants | CCGT: 10-100 MW | Investment | M€/MWe | 1.05 | 1.1 | 0.86 | 0.89 | 0.92 | 0.9 | 1.1 | 0.9 | 1.06 | 1.07 | 1.07 | 0.93 | 0.89 | 1.03 | 1 | 0.88 | 0.88 | 1.03 | 0.91 | 1.05 | 0.89 | 0.9 | 0.87 | 0.9 | 0.93 | 0.98 | 1.09 | 0.99 | 1
2050 | Heat and Electricity | Large CHP plants | CCGT: 10-100 MW | O&M | % of inv. | 2.36 | 2.36 | 2.36 | 2.36 | 2.36 | 2.36 | 2.36 | 2.36 | 2.36 | 2.36 | 2.36 | 2.36 | 2.36 | 2.36 | 2.36 | 2.36 | 2.36 | 2.36 | 2.36 | 2.36 | 2.36 | 2.36 | 2.36 | 2.36 | 2.36 | 2.36 | 2.36 | 2.36 | 2.36
2050 | Heat and Electricity | Large CHP plants | CCGT: 10-100 MW | Period | years | 25 | 25 | 25 | 25 | 25 | 25 | 25 | 25 | 25 | 25 | 25 | 25 | 25 | 25 | 25 | 25 | 25 | 25 | 25 | 25 | 25 | 25 | 25 | 25 | 25 | 25 | 25 | 25 | 25
2050 | Heat and Electricity | Large CHP plants | CCGT: 100-500 MW | Investment | M€/MWe | 0.77 | 0.8 | 0.63 | 0.65 | 0.67 | 0.65 | 0.8 | 0.66 | 0.77 | 0.78 | 0.78 | 0.67 | 0.64 | 0.75 | 0.73 | 0.64 | 0.64 | 0.75 | 0.66 | 0.76 | 0.65 | 0.66 | 0.63 | 0.66 | 0.68 | 0.71 | 0.79 | 0.72 | 0.72
2050 | Heat and Electricity | Large CHP plants | CCGT: 100-500 MW | O&M | % of inv. | 3.25 | 3.25 | 3.25 | 3.25 | 3.25 | 3.25 | 3.25 | 3.25 | 3.25 | 3.25 | 3.25 | 3.25 | 3.25 | 3.25 | 3.25 | 3.25 | 3.25 | 3.25 | 3.25 | 3.25 | 3.25 | 3.25 | 3.25 | 3.25 | 3.25 | 3.25 | 3.25 | 3.25 | 3.25
2050 | Heat and Electricity | Large CHP plants | CCGT: 100-500 MW | Period | years | 25 | 25 | 25 | 25 | 25 | 25 | 25 | 25 | 25 | 25 | 25 | 25 | 25 | 25 | 25 | 25 | 25 | 25 | 25 | 25 | 25 | 25 | 25 | 25 | 25 | 25 | 25 | 25 | 25
2050 | Heat and Electricity | Large CHP plants | Coal: 400-700 MW | Investment | M€/MWe | 1.7 | 1.78 | 1.39 | 1.44 | 1.49 | 1.45 | 1.78 | 1.46 | 1.71 | 1.73 | 1.73 | 1.5 | 1.43 | 1.67 | 1.62 | 1.43 | 1.42 | 1.66 | 1.48 | 1.7 | 1.44 | 1.46 | 1.4 | 1.46 | 1.51 | 1.58 | 1.76 | 1.61 | 1.61
2050 | Heat and Electricity | Large CHP plants | Coal: 400-700 MW | O&M | % of inv. | 1.64 | 1.64 | 1.64 | 1.64 | 1.64 | 1.64 | 1.64 | 1.64 | 1.64 | 1.64 | 1.64 | 1.64 | 1.64 | 1.64 | 1.64 | 1.64 | 1.64 | 1.64 | 1.64 | 1.64 | 1.64 | 1.64 | 1.64 | 1.64 | 1.64 | 1.64 | 1.64 | 1.64 | 1.64
2050 | Heat and Electricity | Large CHP plants | Coal: 400-700 MW | Period | years | 40 | 40 | 40 | 40 | 40 | 40 | 40 | 40 | 40 | 40 | 40 | 40 | 40 | 40 | 40 | 40 | 40 | 40 | 40 | 40 | 40 | 40 | 40 | 40 | 40 | 40 | 40 | 40 | 40
2050 | Heat and Electricity | Large CHP plants | SCGT: 40-125 MW | Investment | M€/MWe | 0.5 | 0.52 | 0.41 | 0.42 | 0.44 | 0.42 | 0.52 | 0.43 | 0.5 | 0.5 | 0.51 | 0.44 | 0.42 | 0.49 | 0.47 | 0.42 | 0.42 | 0.49 | 0.43 | 0.5 | 0.42 | 0.43 | 0.41 | 0.43 | 0.44 | 0.46 | 0.52 | 0.47 | 0.47
2050 | Heat and Electricity | Large CHP plants | SCGT: 40-125 MW | O&M | % of inv. | 3.5 | 3.5 | 3.5 | 3.5 | 3.5 | 3.5 | 3.5 | 3.5 | 3.5 | 3.5 | 3.5 | 3.5 | 3.5 | 3.5 | 3.5 | 3.5 | 3.5 | 3.5 | 3.5 | 3.5 | 3.5 | 3.5 | 3.5 | 3.5 | 3.5 | 3.5 | 3.5 | 3.5 | 3.5
2050 | Heat and Electricity | Large CHP plants | SCGT: 40-125 MW | Period | years | 25 | 25 | 25 | 25 | 25 | 25 | 25 | 25 | 25 | 25 | 25 | 25 | 25 | 25 | 25 | 25 | 25 | 25 | 25 | 25 | 25 | 25 | 25 | 25 | 25 | 25 | 25 | 25 | 25
2050 | Heat and Electricity | Heat Storage CHP | Average | Investment | M€/GWh | 2.81 | 3.01 | 2.05 | 2.17 | 2.29 | 2.2 | 3 | 2.21 | 2.84 | 2.87 | 2.88 | 2.31 | 2.15 | 2.73 | 2.61 | 2.13 | 2.12 | 2.71 | 2.26 | 2.79 | 2.15 | 2.22 | 2.07 | 2.21 | 2.34 | 2.51 | 2.96 | 2.57 | 2.59
2050 | Heat and Electricity | Heat Storage CHP | Average | O&M | % of inv. | 0.7 | 0.7 | 0.7 | 0.7 | 0.7 | 0.7 | 0.7 | 0.7 | 0.7 | 0.7 | 0.7 | 0.7 | 0.7 | 0.7 | 0.7 | 0.7 | 0.7 | 0.7 | 0.7 | 0.7 | 0.7 | 0.7 | 0.7 | 0.7 | 0.7 | 0.7 | 0.7 | 0.7 | 0.7
2050 | Heat and Electricity | Heat Storage CHP | Average | Period | years | 20 | 20 | 20 | 20 | 20 | 20 | 20 | 20 | 20 | 20 | 20 | 20 | 20 | 20 | 20 | 20 | 20 | 20 | 20 | 20 | 20 | 20 | 20 | 20 | 20 | 20 | 20 | 20 | 20
2050 | Heat and Electricity | Waste CHP | Average | Investment | M€/TWh/year | 203.98 | 216.06 | 157.12 | 164.49 | 172.15 | 166.11 | 215.62 | 166.99 | 205.6 | 207.37 | 208.11 | 173.18 | 163.16 | 198.82 | 191.9 | 161.99 | 161.69 | 197.79 | 170.09 | 202.95 | 163.46 | 167.58 | 158.45 | 166.99 | 175.1 | 185.27 | 213.26 | 189.24 | 190.13
2050 | Heat and Electricity | Waste CHP | Average | Period | years | 20 | 20 | 20 | 20 | 20 | 20 | 20 | 20 | 20 | 20 | 20 | 20 | 20 | 20 | 20 | 20 | 20 | 20 | 20 | 20 | 20 | 20 | 20 | 20 | 20 | 20 | 20 | 20 | 20
2050 | Heat and Electricity | Absorption HP (waste) | Absorption heat pump, district heating | Investment | M€/MWth | 0.45 | 0.46 | 0.4 | 0.41 | 0.41 | 0.41 | 0.46 | 0.41 | 0.45 | 0.45 | 0.45 | 0.41 | 0.4 | 0.44 | 0.43 | 0.4 | 0.4 | 0.44 | 0.41 | 0.45 | 0.4 | 0.41 | 0.4 | 0.41 | 0.42 | 0.43 | 0.46 | 0.43 | 0.43
2050 | Heat and Electricity | Absorption HP (waste) | Absorption heat pump, district heating | O&M | % of inv. | 0.43 | 0.43 | 0.43 | 0.43 | 0.43 | 0.43 | 0.43 | 0.43 | 0.43 | 0.43 | 0.43 | 0.43 | 0.43 | 0.43 | 0.43 | 0.43 | 0.43 | 0.43 | 0.43 | 0.43 | 0.43 | 0.43 | 0.43 | 0.43 | 0.43 | 0.43 | 0.43 | 0.43 | 0.43
2050 | Heat and Electricity | Absorption HP (waste) | Absorption heat pump, district heating | Period | years | 25 | 25 | 25 | 25 | 25 | 25 | 25 | 25 | 25 | 25 | 25 | 25 | 25 | 25 | 25 | 25 | 25 | 25 | 25 | 25 | 25 | 25 | 25 | 25 | 25 | 25 | 25 | 25 | 25
2050 | Heat and Electricity | Decentral DH HP | Electric Compression Heat Pump | Investment | M€/MWe | 2.96 | 3.19 | 2.06 | 2.2 | 2.35 | 2.23 | 3.18 | 2.25 | 2.99 | 3.02 | 3.04 | 2.37 | 2.17 | 2.86 | 2.73 | 2.15 | 2.15 | 2.84 | 2.31 | 2.94 | 2.18 | 2.26 | 2.08 | 2.25 | 2.4 | 2.6 | 3.13 | 2.67 | 2.69
2050 | Heat and Electricity | Decentral DH HP | Electric Compression Heat Pump | O&M | % of inv. | 0.3 | 0.3 | 0.3 | 0.3 | 0.3 | 0.3 | 0.3 | 0.3 | 0.3 | 0.3 | 0.3 | 0.3 | 0.3 | 0.3 | 0.3 | 0.3 | 0.3 | 0.3 | 0.3 | 0.3 | 0.3 | 0.3 | 0.3 | 0.3 | 0.3 | 0.3 | 0.3 | 0.3 | 0.3
2050 | Heat and Electricity | Decentral DH HP | Electric Compression Heat Pump | Period | years | 25 | 25 | 25 | 25 | 25 | 25 | 25 | 25 | 25 | 25 | 25 | 25 | 25 | 25 | 25 | 25 | 25 | 25 | 25 | 25 | 25 | 25 | 25 | 25 | 25 | 25 | 25 | 25 | 25
2050 | Heat and Electricity | Central DH HP | Average | Investment | M€/MWe | 3.05 | 3.18 | 2.52 | 2.6 | 2.69 | 2.62 | 3.18 | 2.63 | 3.07 | 3.09 | 3.1 | 2.7 | 2.59 | 2.99 | 2.91 | 2.57 | 2.57 | 2.98 | 2.67 | 3.04 | 2.59 | 2.64 | 2.53 | 2.63 | 2.72 | 2.84 | 3.15 | 2.88 | 2.89
2050 | Heat and Electricity | Central DH HP | Average | O&M | % of inv. | 0.38 | 0.38 | 0.38 | 0.38 | 0.38 | 0.38 | 0.38 | 0.38 | 0.38 | 0.38 | 0.38 | 0.38 | 0.38 | 0.38 | 0.38 | 0.38 | 0.38 | 0.38 | 0.38 | 0.38 | 0.38 | 0.38 | 0.38 | 0.38 | 0.38 | 0.38 | 0.38 | 0.38 | 0.38
2050 | Heat and Electricity | Central DH HP | Average | Period | years | 25 | 25 | 25 | 25 | 25 | 25 | 25 | 25 | 25 | 25 | 25 | 25 | 25 | 25 | 25 | 25 | 25 | 25 | 25 | 25 | 25 | 25 | 25 | 25 | 25 | 25 | 25 | 25 | 25
2050 | Heat and Electricity | Electric DH boilers | >10 MW at 10/15 V | Investment | M€/MWe | 0.06 | 0.06 | 0.05 | 0.05 | 0.05 | 0.05 | 0.06 | 0.05 | 0.06 | 0.06 | 0.06 | 0.05 | 0.05 | 0.06 | 0.06 | 0.05 | 0.05 | 0.06 | 0.05 | 0.06 | 0.05 | 0.05 | 0.05 | 0.05 | 0.05 | 0.05 | 0.06 | 0.06 | 0.06
2050 | Heat and Electricity | Electric DH boilers | >10 MW at 10/15 V | O&M | % of inv. | 0.9 | 0.9 | 0.9 | 0.9 | 0.9 | 0.9 | 0.9 | 0.9 | 0.9 | 0.9 | 0.9 | 0.9 | 0.9 | 0.9 | 0.9 | 0.9 | 0.9 | 0.9 | 0.9 | 0.9 | 0.9 | 0.9 | 0.9 | 0.9 | 0.9 | 0.9 | 0.9 | 0.9 | 0.9
2050 | Heat and Electricity | Electric DH boilers | >10 MW at 10/15 V | Period | years | 20 | 20 | 20 | 20 | 20 | 20 | 20 | 20 | 20 | 20 | 20 | 20 | 20 | 20 | 20 | 20 | 20 | 20 | 20 | 20 | 20 | 20 | 20 | 20 | 20 | 20 | 20 | 20 | 20
2050 | Heat and Electricity | DHP Boiler group 1 | Average | Investment | M€/MW | 0.49 | 0.51 | 0.42 | 0.43 | 0.44 | 0.43 | 0.51 | 0.44 | 0.5 | 0.5 | 0.5 | 0.45 | 0.43 | 0.49 | 0.48 | 0.43 | 0.43 | 0.48 | 0.44 | 0.49 | 0.43 | 0.44 | 0.42 | 0.44 | 0.45 | 0.46 | 0.51 | 0.47 | 0.47
2050 | Heat and Electricity | DHP Boiler group 1 | Average | O&M | % of inv. | 0 | 0 | 0 | 0 | 0 | 0 | 0 | 0 | 0 | 0 | 0 | 0 | 0 | 0 | 0 | 0 | 0 | 0 | 0 | 0 | 0 | 0 | 0 | 0 | 0 | 0 | 0 | 0 | 0
2050 | Heat and Electricity | DHP Boiler group 1 | Average | Period | years | 21.25 | 21.25 | 21.25 | 21.25 | 21.25 | 21.25 | 21.25 | 21.25 | 21.25 | 21.25 | 21.25 | 21.25 | 21.25 | 21.25 | 21.25 | 21.25 | 21.25 | 21.25 | 21.25 | 21.25 | 21.25 | 21.25 | 21.25 | 21.25 | 21.25 | 21.25 | 21.25 | 21.25 | 21.25
2050 | Heat and Electricity | Boilers gr. 2 and 3 | Gas boiler: 0,5-10 MW | Investment | M€/MWth | 0.05 | 0.05 | 0.04 | 0.04 | 0.04 | 0.04 | 0.05 | 0.04 | 0.05 | 0.05 | 0.05 | 0.04 | 0.04 | 0.05 | 0.05 | 0.04 | 0.04 | 0.05 | 0.04 | 0.05 | 0.04 | 0.04 | 0.04 | 0.04 | 0.04 | 0.05 | 0.05 | 0.05 | 0.05
2050 | Heat and Electricity | Boilers gr. 2 and 3 | Gas boiler: 0,5-10 MW | O&M | % of inv. | 3.4 | 3.4 | 3.4 | 3.4 | 3.4 | 3.4 | 3.4 | 3.4 | 3.4 | 3.4 | 3.4 | 3.4 | 3.4 | 3.4 | 3.4 | 3.4 | 3.4 | 3.4 | 3.4 | 3.4 | 3.4 | 3.4 | 3.4 | 3.4 | 3.4 | 3.4 | 3.4 | 3.4 | 3.4
2050 | Heat and Electricity | Boilers gr. 2 and 3 | Gas boiler: 0,5-10 MW | Period | years | 25 | 25 | 25 | 25 | 25 | 25 | 25 | 25 | 25 | 25 | 25 | 25 | 25 | 25 | 25 | 25 | 25 | 25 | 25 | 25 | 25 | 25 | 25 | 25 | 25 | 25 | 25 | 25 | 25
2050 | Heat and Electricity | Boilers gr. 2 and 3 | Straw boiler: 1-12 MW | Investment | M€/MWth | 0.77 | 0.8 | 0.66 | 0.67 | 0.69 | 0.68 | 0.8 | 0.68 | 0.78 | 0.78 | 0.78 | 0.7 | 0.67 | 0.76 | 0.74 | 0.67 | 0.67 | 0.76 | 0.69 | 0.77 | 0.67 | 0.68 | 0.66 | 0.68 | 0.7 | 0.72 | 0.79 | 0.73 | 0.74
2050 | Heat and Electricity | Boilers gr. 2 and 3 | Straw boiler: 1-12 MW | Period | years | 20 | 20 | 20 | 20 | 20 | 20 | 20 | 20 | 20 | 20 | 20 | 20 | 20 | 20 | 20 | 20 | 20 | 20 | 20 | 20 | 20 | 20 | 20 | 20 | 20 | 20 | 20 | 20 | 20
2050 | Heat and Electricity | Boilers gr. 2 and 3 | Wood-pellets: <2 MW | Investment | M€/MWth | 0.39 | 0.4 | 0.33 | 0.34 | 0.35 | 0.34 | 0.4 | 0.34 | 0.39 | 0.39 | 0.39 | 0.35 | 0.34 | 0.38 | 0.37 | 0.33 | 0.33 | 0.38 | 0.34 | 0.38 | 0.34 | 0.34 | 0.33 | 0.34 | 0.35 | 0.36 | 0.4 | 0.37 | 0.37
2050 | Heat and Electricity | Boilers gr. 2 and 3 | Wood-pellets: <2 MW | Period | years | 20 | 20 | 20 | 20 | 20 | 20 | 20 | 20 | 20 | 20 | 20 | 20 | 20 | 20 | 20 | 20 | 20 | 20 | 20 | 20 | 20 | 20 | 20 | 20 | 20 | 20 | 20 | 20 | 20
2050 | Heat and Electricity | Boilers gr. 2 and 3 | Woodchip boiler: 1-12 MW | Investment | M€/MWth | 0.77 | 0.8 | 0.66 | 0.67 | 0.69 | 0.68 | 0.8 | 0.68 | 0.78 | 0.78 | 0.78 | 0.7 | 0.67 | 0.76 | 0.74 | 0.67 | 0.67 | 0.76 | 0.69 | 0.77 | 0.67 | 0.68 | 0.66 | 0.68 | 0.7 | 0.72 | 0.79 | 0.73 | 0.74
2050 | Heat and Electricity | Boilers gr. 2 and 3 | Woodchip boiler: 1-12 MW | Period | years | 20 | 20 | 20 | 20 | 20 | 20 | 20 | 20 | 20 | 20 | 20 | 20 | 20 | 20 | 20 | 20 | 20 | 20 | 20 | 20 | 20 | 20 | 20 | 20 | 20 | 20 | 20 | 20 | 20
2050 | Heat and Electricity | Large Power plants | Biomass (pellets): 250-400 MW | Investment | M€/MWe | 1.72 | 1.78 | 1.46 | 1.5 | 1.54 | 1.51 | 1.78 | 1.51 | 1.72 | 1.73 | 1.74 | 1.55 | 1.49 | 1.69 | 1.65 | 1.48 | 1.48 | 1.68 | 1.53 | 1.71 | 1.49 | 1.52 | 1.47 | 1.51 | 1.56 | 1.61 | 1.77 | 1.63 | 1.64
2050 | Heat and Electricity | Large Power plants | Biomass (pellets): 250-400 MW | O&M | % of inv. | 1.64 | 1.64 | 1.64 | 1.64 | 1.64 | 1.64 | 1.64 | 1.64 | 1.64 | 1.64 | 1.64 | 1.64 | 1.64 | 1.64 | 1.64 | 1.64 | 1.64 | 1.64 | 1.64 | 1.64 | 1.64 | 1.64 | 1.64 | 1.64 | 1.64 | 1.64 | 1.64 | 1.64 | 1.64
2050 | Heat and Electricity | Large Power plants | Biomass (pellets): 250-400 MW | Period | years | 40 | 40 | 40 | 40 | 40 | 40 | 40 | 40 | 40 | 40 | 40 | 40 | 40 | 40 | 40 | 40 | 40 | 40 | 40 | 40 | 40 | 40 | 40 | 40 | 40 | 40 | 40 | 40 | 40
2050 | Heat and Electricity | Large Power plants | CCGT: 10-100 MW | Investment | M€/MWe | 1.06 | 1.1 | 0.9 | 0.93 | 0.95 | 0.93 | 1.1 | 0.93 | 1.07 | 1.07 | 1.07 | 0.96 | 0.92 | 1.04 | 1.02 | 0.92 | 0.92 | 1.04 | 0.95 | 1.06 | 0.92 | 0.94 | 0.91 | 0.93 | 0.96 | 1 | 1.09 | 1.01 | 1.01
2050 | Heat and Electricity | Large Power plants | CCGT: 10-100 MW | O&M | % of inv. | 2.36 | 2.36 | 2.36 | 2.36 | 2.36 | 2.36 | 2.36 | 2.36 | 2.36 | 2.36 | 2.36 | 2.36 | 2.36 | 2.36 | 2.36 | 2.36 | 2.36 | 2.36 | 2.36 | 2.36 | 2.36 | 2.36 | 2.36 | 2.36 | 2.36 | 2.36 | 2.36 | 2.36 | 2.36
2050 | Heat and Electricity | Large Power plants | CCGT: 10-100 MW | Period | years | 25 | 25 | 25 | 25 | 25 | 25 | 25 | 25 | 25 | 25 | 25 | 25 | 25 | 25 | 25 | 25 | 25 | 25 | 25 | 25 | 25 | 25 | 25 | 25 | 25 | 25 | 25 | 25 | 25
2050 | Heat and Electricity | Large Power plants | CCGT: 100-500 MW | Investment | M€/MWe | 0.77 | 0.8 | 0.66 | 0.67 | 0.69 | 0.68 | 0.8 | 0.68 | 0.78 | 0.78 | 0.78 | 0.7 | 0.67 | 0.76 | 0.74 | 0.67 | 0.67 | 0.76 | 0.69 | 0.77 | 0.67 | 0.68 | 0.66 | 0.68 | 0.7 | 0.72 | 0.79 | 0.73 | 0.74
2050 | Heat and Electricity | Large Power plants | CCGT: 100-500 MW | O&M | % of inv. | 3.25 | 3.25 | 3.25 | 3.25 | 3.25 | 3.25 | 3.25 | 3.25 | 3.25 | 3.25 | 3.25 | 3.25 | 3.25 | 3.25 | 3.25 | 3.25 | 3.25 | 3.25 | 3.25 | 3.25 | 3.25 | 3.25 | 3.25 | 3.25 | 3.25 | 3.25 | 3.25 | 3.25 | 3.25
2050 | Heat and Electricity | Large Power plants | CCGT: 100-500 MW | Period | years | 25 | 25 | 25 | 25 | 25 | 25 | 25 | 25 | 25 | 25 | 25 | 25 | 25 | 25 | 25 | 25 | 25 | 25 | 25 | 25 | 25 | 25 | 25 | 25 | 25 | 25 | 25 | 25 | 25
2050 | Heat and Electricity | Large Power plants | Coal: 400-700 MW | Investment | M€/MWe | 1.72 | 1.78 | 1.46 | 1.5 | 1.54 | 1.51 | 1.78 | 1.51 | 1.72 | 1.73 | 1.74 | 1.55 | 1.49 | 1.69 | 1.65 | 1.48 | 1.48 | 1.68 | 1.53 | 1.71 | 1.49 | 1.52 | 1.47 | 1.51 | 1.56 | 1.61 | 1.77 | 1.63 | 1.64
2050 | Heat and Electricity | Large Power plants | Coal: 400-700 MW | O&M | % of inv. | 1.64 | 1.64 | 1.64 | 1.64 | 1.64 | 1.64 | 1.64 | 1.64 | 1.64 | 1.64 | 1.64 | 1.64 | 1.64 | 1.64 | 1.64 | 1.64 | 1.64 | 1.64 | 1.64 | 1.64 | 1.64 | 1.64 | 1.64 | 1.64 | 1.64 | 1.64 | 1.64 | 1.64 | 1.64
2050 | Heat and Electricity | Large Power plants | Coal: 400-700 MW | Period | years | 40 | 40 | 40 | 40 | 40 | 40 | 40 | 40 | 40 | 40 | 40 | 40 | 40 | 40 | 40 | 40 | 40 | 40 | 40 | 40 | 40 | 40 | 40 | 40 | 40 | 40 | 40 | 40 | 40
2050 | Heat and Electricity | Large Power plants | SCGT: 40-125 MW | Investment | M€/MWe | 0.5 | 0.52 | 0.43 | 0.44 | 0.45 | 0.44 | 0.52 | 0.44 | 0.5 | 0.51 | 0.51 | 0.45 | 0.44 | 0.49 | 0.48 | 0.43 | 0.43 | 0.49 | 0.45 | 0.5 | 0.44 | 0.44 | 0.43 | 0.44 | 0.45 | 0.47 | 0.52 | 0.48 | 0.48
2050 | Heat and Electricity | Large Power plants | SCGT: 40-125 MW | O&M | % of inv. | 3.5 | 3.5 | 3.5 | 3.5 | 3.5 | 3.5 | 3.5 | 3.5 | 3.5 | 3.5 | 3.5 | 3.5 | 3.5 | 3.5 | 3.5 | 3.5 | 3.5 | 3.5 | 3.5 | 3.5 | 3.5 | 3.5 | 3.5 | 3.5 | 3.5 | 3.5 | 3.5 | 3.5 | 3.5
2050 | Heat and Electricity | Large Power plants | SCGT: 40-125 MW | Period | years | 25 | 25 | 25 | 25 | 25 | 25 | 25 | 25 | 25 | 25 | 25 | 25 | 25 | 25 | 25 | 25 | 25 | 25 | 25 | 25 | 25 | 25 | 25 | 25 | 25 | 25 | 25 | 25 | 25
2050 | Heat and Electricity | Nuclear plants | Average | Investment | M€/MWe | 4.43 | 5.01 | 2.18 | 2.53 | 2.9 | 2.61 | 4.99 | 2.65 | 4.5 | 4.59 | 4.62 | 2.95 | 2.47 | 4.18 | 3.85 | 2.41 | 2.4 | 4.13 | 2.8 | 4.38 | 2.48 | 2.68 | 2.24 | 2.65 | 3.04 | 3.53 | 4.87 | 3.72 | 3.76
2050 | Heat and Electricity | Nuclear plants | Average | O&M | % of inv. | 1.6 | 1.6 | 1.6 | 1.6 | 1.6 | 1.6 | 1.6 | 1.6 | 1.6 | 1.6 | 1.6 | 1.6 | 1.6 | 1.6 | 1.6 | 1.6 | 1.6 | 1.6 | 1.6 | 1.6 | 1.6 | 1.6 | 1.6 | 1.6 | 1.6 | 1.6 | 1.6 | 1.6 | 1.6
2050 | Heat and Electricity | Nuclear plants | Average | Period | years | 60 | 60 | 60 | 60 | 60 | 60 | 60 | 60 | 60 | 60 | 60 | 60 | 60 | 60 | 60 | 60 | 60 | 60 | 60 | 60 | 60 | 60 | 60 | 60 | 60 | 60 | 60 | 60 | 60
2050 | Heat and Electricity | Pump hydro | Average | Investment | M€/MWe | 0.58 | 0.6 | 0.49 | 0.51 | 0.52 | 0.51 | 0.6 | 0.51 | 0.58 | 0.58 | 0.59 | 0.52 | 0.5 | 0.57 | 0.56 | 0.5 | 0.5 | 0.57 | 0.52 | 0.58 | 0.5 | 0.51 | 0.49 | 0.51 | 0.52 | 0.54 | 0.6 | 0.55 | 0.55
2050 | Heat and Electricity | Pump hydro | Average | O&M | % of inv. | 1.5 | 1.5 | 1.5 | 1.5 | 1.5 | 1.5 | 1.5 | 1.5 | 1.5 | 1.5 | 1.5 | 1.5 | 1.5 | 1.5 | 1.5 | 1.5 | 1.5 | 1.5 | 1.5 | 1.5 | 1.5 | 1.5 | 1.5 | 1.5 | 1.5 | 1.5 | 1.5 | 1.5 | 1.5
2050 | Heat and Electricity | Pump hydro | Average | Period | years | 50 | 50 | 50 | 50 | 50 | 50 | 50 | 50 | 50 | 50 | 50 | 50 | 50 | 50 | 50 | 50 | 50 | 50 | 50 | 50 | 50 | 50 | 50 | 50 | 50 | 50 | 50 | 50 | 50
2050 | Heat and Electricity | Pumped storage | Average | Investment | M€/GWh | 7.66 | 8.04 | 6.19 | 6.42 | 6.66 | 6.48 | 8.03 | 6.5 | 7.71 | 7.77 | 7.79 | 6.7 | 6.38 | 7.5 | 7.28 | 6.35 | 6.34 | 7.47 | 6.6 | 7.63 | 6.39 | 6.52 | 6.24 | 6.5 | 6.76 | 7.08 | 7.95 | 7.2 | 7.23
2050 | Heat and Electricity | Pumped storage | Average | O&M | % of inv. | 1.5 | 1.5 | 1.5 | 1.5 | 1.5 | 1.5 | 1.5 | 1.5 | 1.5 | 1.5 | 1.5 | 1.5 | 1.5 | 1.5 | 1.5 | 1.5 | 1.5 | 1.5 | 1.5 | 1.5 | 1.5 | 1.5 | 1.5 | 1.5 | 1.5 | 1.5 | 1.5 | 1.5 | 1.5
2050 | Heat and Electricity | Pumped storage | Average | Period | years | 50 | 50 | 50 | 50 | 50 | 50 | 50 | 50 | 50 | 50 | 50 | 50 | 50 | 50 | 50 | 50 | 50 | 50 | 50 | 50 | 50 | 50 | 50 | 50 | 50 | 50 | 50 | 50 | 50
2050 | Heat and Electricity | Industrial CHP electricity | Average | Investment | M€/TWh/year | 56.89 | 60.74 | 41.97 | 44.31 | 46.75 | 44.83 | 60.6 | 45.11 | 57.41 | 57.97 | 58.21 | 47.08 | 43.89 | 55.25 | 53.04 | 43.52 | 43.42 | 54.92 | 46.1 | 56.56 | 43.99 | 45.3 | 42.39 | 45.11 | 47.69 | 50.93 | 59.85 | 52.2 | 52.48
2050 | Heat and Electricity | Industrial CHP heating | Average | Investment | M€/TWh/year | 58.42 | 60.68 | 49.64 | 51.02 | 52.46 | 51.32 | 60.6 | 51.49 | 58.72 | 59.05 | 59.19 | 52.65 | 50.77 | 57.45 | 56.16 | 50.55 | 50.5 | 57.26 | 52.07 | 58.23 | 50.83 | 51.6 | 49.89 | 51.49 | 53.01 | 54.91 | 60.16 | 55.66 | 55.82
2050 | Heat and Electricity | Industrial CHP heating | Average | O&M | % of inv. | 2.15 | 2.15 | 2.15 | 2.15 | 2.15 | 2.15 | 2.15 | 2.15 | 2.15 | 2.15 | 2.15 | 2.15 | 2.15 | 2.15 | 2.15 | 2.15 | 2.15 | 2.15 | 2.15 | 2.15 | 2.15 | 2.15 | 2.15 | 2.15 | 2.15 | 2.15 | 2.15 | 2.15 | 2.15
2050 | Heat and Electricity | Industrial CHP electricity | Average | O&M | % of inv. | 2.15 | 2.15 | 2.15 | 2.15 | 2.15 | 2.15 | 2.15 | 2.15 | 2.15 | 2.15 | 2.15 | 2.15 | 2.15 | 2.15 | 2.15 | 2.15 | 2.15 | 2.15 | 2.15 | 2.15 | 2.15 | 2.15 | 2.15 | 2.15 | 2.15 | 2.15 | 2.15 | 2.15 | 2.15
2050 | Heat and Electricity | Industrial CHP heating | Average | Period | years | 31 | 31 | 31 | 31 | 31 | 31 | 31 | 31 | 31 | 31 | 31 | 31 | 31 | 31 | 31 | 31 | 31 | 31 | 31 | 31 | 31 | 31 | 31 | 31 | 31 | 31 | 31 | 31 | 31
2050 | Heat and Electricity | Industrial CHP electricity | Average | Period | years | 31 | 31 | 31 | 31 | 31 | 31 | 31 | 31 | 31 | 31 | 31 | 31 | 31 | 31 | 31 | 31 | 31 | 31 | 31 | 31 | 31 | 31 | 31 | 31 | 31 | 31 | 31 | 31 | 31
2050 | Renewable Energy | Onshore wind power | Large wind turbines on land | Investment | M€/MWe | 0.9 | 0.93 | 0.76 | 0.78 | 0.81 | 0.79 | 0.93 | 0.79 | 0.9 | 0.91 | 0.91 | 0.81 | 0.78 | 0.88 | 0.86 | 0.78 | 0.77 | 0.88 | 0.8 | 0.89 | 0.78 | 0.79 | 0.77 | 0.79 | 0.81 | 0.84 | 0.92 | 0.85 | 0.86
2050 | Renewable Energy | Onshore wind power | Large wind turbines on land | O&M | % of inv. | 3.4 | 3.4 | 3.4 | 3.4 | 3.4 | 3.4 | 3.4 | 3.4 | 3.4 | 3.4 | 3.4 | 3.4 | 3.4 | 3.4 | 3.4 | 3.4 | 3.4 | 3.4 | 3.4 | 3.4 | 3.4 | 3.4 | 3.4 | 3.4 | 3.4 | 3.4 | 3.4 | 3.4 | 3.4
2050 | Renewable Energy | Onshore wind power | Large wind turbines on land | Period | years | 30 | 30 | 30 | 30 | 30 | 30 | 30 | 30 | 30 | 30 | 30 | 30 | 30 | 30 | 30 | 30 | 30 | 30 | 30 | 30 | 30 | 30 | 30 | 30 | 30 | 30 | 30 | 30 | 30
2050 | Renewable Energy | Offshore wind power | Large wind turbines off-shore | Investment | M€/MWe | 1.65 | 1.71 | 1.4 | 1.44 | 1.48 | 1.45 | 1.71 | 1.45 | 1.66 | 1.67 | 1.67 | 1.49 | 1.43 | 1.62 | 1.58 | 1.43 | 1.42 | 1.62 | 1.47 | 1.64 | 1.43 | 1.46 | 1.41 | 1.45 | 1.5 | 1.55 | 1.7 | 1.57 | 1.58
2050 | Renewable Energy | Offshore wind power | Large wind turbines off-shore | O&M | % of inv. | 1.88 | 1.88 | 1.88 | 1.88 | 1.88 | 1.88 | 1.88 | 1.88 | 1.88 | 1.88 | 1.88 | 1.88 | 1.88 | 1.88 | 1.88 | 1.88 | 1.88 | 1.88 | 1.88 | 1.88 | 1.88 | 1.88 | 1.88 | 1.88 | 1.88 | 1.88 | 1.88 | 1.88 | 1.88
2050 | Renewable Energy | Offshore wind power | Large wind turbines off-shore | Period | years | 30 | 30 | 30 | 30 | 30 | 30 | 30 | 30 | 30 | 30 | 30 | 30 | 30 | 30 | 30 | 30 | 30 | 30 | 30 | 30 | 30 | 30 | 30 | 30 | 30 | 30 | 30 | 30 | 30
2050 | Renewable Energy | Offshore wind power | Large wind turbines off-shore, near-shore | Investment | M€/MWe | 1.45 | 1.5 | 1.23 | 1.26 | 1.3 | 1.27 | 1.5 | 1.27 | 1.45 | 1.46 | 1.47 | 1.3 | 1.26 | 1.42 | 1.39 | 1.25 | 1.25 | 1.42 | 1.29 | 1.44 | 1.26 | 1.28 | 1.23 | 1.27 | 1.31 | 1.36 | 1.49 | 1.38 | 1.38
2050 | Renewable Energy | Offshore wind power | Large wind turbines off-shore, near-shore | O&M | % of inv. | 1.93 | 1.93 | 1.93 | 1.93 | 1.93 | 1.93 | 1.93 | 1.93 | 1.93 | 1.93 | 1.93 | 1.93 | 1.93 | 1.93 | 1.93 | 1.93 | 1.93 | 1.93 | 1.93 | 1.93 | 1.93 | 1.93 | 1.93 | 1.93 | 1.93 | 1.93 | 1.93 | 1.93 | 1.93
2050 | Renewable Energy | Offshore wind power | Large wind turbines off-shore, near-shore | Period | years | 30 | 30 | 30 | 30 | 30 | 30 | 30 | 30 | 30 | 30 | 30 | 30 | 30 | 30 | 30 | 30 | 30 | 30 | 30 | 30 | 30 | 30 | 30 | 30 | 30 | 30 | 30 | 30 | 30
2050 | Renewable Energy | Photo Voltaic | Large scale utility system | Investment | M€/MWe | 0.54 | 0.56 | 0.46 | 0.47 | 0.48 | 0.47 | 0.56 | 0.48 | 0.54 | 0.55 | 0.55 | 0.49 | 0.47 | 0.53 | 0.52 | 0.47 | 0.47 | 0.53 | 0.48 | 0.54 | 0.47 | 0.48 | 0.46 | 0.48 | 0.49 | 0.51 | 0.56 | 0.51 | 0.52
2050 | Renewable Energy | Photo Voltaic | Large scale utility system | O&M | % of inv. | 1.32 | 1.32 | 1.32 | 1.32 | 1.32 | 1.32 | 1.32 | 1.32 | 1.32 | 1.32 | 1.32 | 1.32 | 1.32 | 1.32 | 1.32 | 1.32 | 1.32 | 1.32 | 1.32 | 1.32 | 1.32 | 1.32 | 1.32 | 1.32 | 1.32 | 1.32 | 1.32 | 1.32 | 1.32
2050 | Renewable Energy | Photo Voltaic | Large scale utility system | Period | years | 40 | 40 | 40 | 40 | 40 | 40 | 40 | 40 | 40 | 40 | 40 | 40 | 40 | 40 | 40 | 40 | 40 | 40 | 40 | 40 | 40 | 40 | 40 | 40 | 40 | 40 | 40 | 40 | 40
2050 | Renewable Energy | Photo Voltaic | Small residential system | Investment | M€/MWe | 0.82 | 0.85 | 0.7 | 0.72 | 0.74 | 0.72 | 0.85 | 0.72 | 0.82 | 0.83 | 0.83 | 0.74 | 0.71 | 0.81 | 0.79 | 0.71 | 0.71 | 0.8 | 0.73 | 0.82 | 0.71 | 0.72 | 0.7 | 0.72 | 0.74 | 0.77 | 0.84 | 0.78 | 0.78
2050 | Renewable Energy | Photo Voltaic | Small residential system | O&M | % of inv. | 1 | 1 | 1 | 1 | 1 | 1 | 1 | 1 | 1 | 1 | 1 | 1 | 1 | 1 | 1 | 1 | 1 | 1 | 1 | 1 | 1 | 1 | 1 | 1 | 1 | 1 | 1 | 1 | 1
2050 | Renewable Energy | Photo Voltaic | Small residential system | Period | years | 40 | 40 | 40 | 40 | 40 | 40 | 40 | 40 | 40 | 40 | 40 | 40 | 40 | 40 | 40 | 40 | 40 | 40 | 40 | 40 | 40 | 40 | 40 | 40 | 40 | 40 | 40 | 40 | 40
2050 | Renewable Energy | Wave power | Average | Investment | M€/MWe | 2.46 | 2.6 | 1.91 | 2 | 2.09 | 2.02 | 2.6 | 2.03 | 2.48 | 2.5 | 2.51 | 2.1 | 1.98 | 2.4 | 2.32 | 1.97 | 1.97 | 2.39 | 2.06 | 2.45 | 1.99 | 2.04 | 1.93 | 2.03 | 2.12 | 2.24 | 2.57 | 2.29 | 2.3
2050 | Renewable Energy | Wave power | Average | Investment | M€/MWe | 1.54 | 1.6 | 1.31 | 1.35 | 1.38 | 1.36 | 1.6 | 1.36 | 1.55 | 1.56 | 1.56 | 1.39 | 1.34 | 1.52 | 1.48 | 1.33 | 1.33 | 1.51 | 1.37 | 1.54 | 1.34 | 1.36 | 1.32 | 1.36 | 1.4 | 1.45 | 1.59 | 1.47 | 1.47
2050 | Renewable Energy | Wave power | Average | O&M | % of inv. | 4.9 | 4.9 | 4.9 | 4.9 | 4.9 | 4.9 | 4.9 | 4.9 | 4.9 | 4.9 | 4.9 | 4.9 | 4.9 | 4.9 | 4.9 | 4.9 | 4.9 | 4.9 | 4.9 | 4.9 | 4.9 | 4.9 | 4.9 | 4.9 | 4.9 | 4.9 | 4.9 | 4.9 | 4.9
2050 | Renewable Energy | Wave power | Average | O&M | % of inv. | 5.8 | 5.8 | 5.8 | 5.8 | 5.8 | 5.8 | 5.8 | 5.8 | 5.8 | 5.8 | 5.8 | 5.8 | 5.8 | 5.8 | 5.8 | 5.8 | 5.8 | 5.8 | 5.8 | 5.8 | 5.8 | 5.8 | 5.8 | 5.8 | 5.8 | 5.8 | 5.8 | 5.8 | 5.8
2050 | Renewable Energy | Wave power | Average | Period | years | 20 | 20 | 20 | 20 | 20 | 20 | 20 | 20 | 20 | 20 | 20 | 20 | 20 | 20 | 20 | 20 | 20 | 20 | 20 | 20 | 20 | 20 | 20 | 20 | 20 | 20 | 20 | 20 | 20
2050 | Renewable Energy | Wave power | Average | Period | years | 30 | 30 | 30 | 30 | 30 | 30 | 30 | 30 | 30 | 30 | 30 | 30 | 30 | 30 | 30 | 30 | 30 | 30 | 30 | 30 | 30 | 30 | 30 | 30 | 30 | 30 | 30 | 30 | 30
2050 | Renewable Energy | Tidal Power | Average | Investment | M€/MWe | 2.14 | 2.34 | 1.34 | 1.46 | 1.6 | 1.49 | 2.33 | 1.51 | 2.16 | 2.19 | 2.2 | 1.61 | 1.44 | 2.05 | 1.93 | 1.42 | 1.42 | 2.03 | 1.56 | 2.12 | 1.45 | 1.52 | 1.36 | 1.51 | 1.64 | 1.82 | 2.29 | 1.88 | 1.9
2050 | Renewable Energy | Tidal Power | Average | O&M | % of inv. | 4.9 | 4.9 | 4.9 | 4.9 | 4.9 | 4.9 | 4.9 | 4.9 | 4.9 | 4.9 | 4.9 | 4.9 | 4.9 | 4.9 | 4.9 | 4.9 | 4.9 | 4.9 | 4.9 | 4.9 | 4.9 | 4.9 | 4.9 | 4.9 | 4.9 | 4.9 | 4.9 | 4.9 | 4.9
2050 | Renewable Energy | Tidal Power | Average | Period | years | 20 | 20 | 20 | 20 | 20 | 20 | 20 | 20 | 20 | 20 | 20 | 20 | 20 | 20 | 20 | 20 | 20 | 20 | 20 | 20 | 20 | 20 | 20 | 20 | 20 | 20 | 20 | 20 | 20
2050 | Renewable Energy | CSP solar power | Average | Investment | M€/MWe | 3.7 | 3.96 | 2.68 | 2.84 | 3.01 | 2.88 | 3.95 | 2.9 | 3.74 | 3.77 | 3.79 | 3.03 | 2.82 | 3.59 | 3.44 | 2.79 | 2.78 | 3.57 | 2.97 | 3.68 | 2.82 | 2.91 | 2.71 | 2.9 | 3.07 | 3.29 | 3.9 | 3.38 | 3.4
2050 | Renewable Energy | CSP solar power | Average | O&M | % of inv. | 4 | 4 | 4 | 4 | 4 | 4 | 4 | 4 | 4 | 4 | 4 | 4 | 4 | 4 | 4 | 4 | 4 | 4 | 4 | 4 | 4 | 4 | 4 | 4 | 4 | 4 | 4 | 4 | 4
2050 | Renewable Energy | CSP solar power | Average | Period | years | 30 | 30 | 30 | 30 | 30 | 30 | 30 | 30 | 30 | 30 | 30 | 30 | 30 | 30 | 30 | 30 | 30 | 30 | 30 | 30 | 30 | 30 | 30 | 30 | 30 | 30 | 30 | 30 | 30
2050 | Renewable Energy | River hydro | Average | Investment | M€/MWe | 6.71 | 7.67 | 3.02 | 3.6 | 4.2 | 3.73 | 7.63 | 3.8 | 6.84 | 6.98 | 7.04 | 4.28 | 3.49 | 6.31 | 5.76 | 3.4 | 3.38 | 6.23 | 4.04 | 6.63 | 3.52 | 3.84 | 3.12 | 3.8 | 4.44 | 5.24 | 7.45 | 5.55 | 5.62
2050 | Renewable Energy | River hydro | Average | O&M | % of inv. | 1.5 | 1.5 | 1.5 | 1.5 | 1.5 | 1.5 | 1.5 | 1.5 | 1.5 | 1.5 | 1.5 | 1.5 | 1.5 | 1.5 | 1.5 | 1.5 | 1.5 | 1.5 | 1.5 | 1.5 | 1.5 | 1.5 | 1.5 | 1.5 | 1.5 | 1.5 | 1.5 | 1.5 | 1.5
2050 | Renewable Energy | River hydro | Average | Period | years | 60 | 60 | 60 | 60 | 60 | 60 | 60 | 60 | 60 | 60 | 60 | 60 | 60 | 60 | 60 | 60 | 60 | 60 | 60 | 60 | 60 | 60 | 60 | 60 | 60 | 60 | 60 | 60 | 60
2050 | Renewable Energy | Photo Voltaic | Medium sized commercial system | Investment | M€/MWe | 0.7 | 0.73 | 0.59 | 0.61 | 0.63 | 0.61 | 0.72 | 0.62 | 0.7 | 0.71 | 0.71 | 0.63 | 0.61 | 0.69 | 0.67 | 0.6 | 0.6 | 0.69 | 0.62 | 0.7 | 0.61 | 0.62 | 0.6 | 0.62 | 0.63 | 0.66 | 0.72 | 0.67 | 0.67
2050 | Renewable Energy | Photo Voltaic | Medium sized commercial system | O&M | % of inv. | 1 | 1 | 1 | 1 | 1 | 1 | 1 | 1 | 1 | 1 | 1 | 1 | 1 | 1 | 1 | 1 | 1 | 1 | 1 | 1 | 1 | 1 | 1 | 1 | 1 | 1 | 1 | 1 | 1
2050 | Renewable Energy | Photo Voltaic | Medium sized commercial system | Period | years | 40 | 40 | 40 | 40 | 40 | 40 | 40 | 40 | 40 | 40 | 40 | 40 | 40 | 40 | 40 | 40 | 40 | 40 | 40 | 40 | 40 | 40 | 40 | 40 | 40 | 40 | 40 | 40 | 40
2050 | Renewable Energy | Dammed Hydro power | Average | Investment | M€/MWe | 2.71 | 2.85 | 2.16 | 2.25 | 2.34 | 2.27 | 2.85 | 2.28 | 2.73 | 2.75 | 2.76 | 2.35 | 2.23 | 2.65 | 2.57 | 2.22 | 2.22 | 2.64 | 2.32 | 2.7 | 2.24 | 2.29 | 2.18 | 2.28 | 2.37 | 2.49 | 2.82 | 2.54 | 2.55
2050 | Renewable Energy | Dammed Hydro power | Average | O&M | % of inv. | 1.25 | 1.25 | 1.25 | 1.25 | 1.25 | 1.25 | 1.25 | 1.25 | 1.25 | 1.25 | 1.25 | 1.25 | 1.25 | 1.25 | 1.25 | 1.25 | 1.25 | 1.25 | 1.25 | 1.25 | 1.25 | 1.25 | 1.25 | 1.25 | 1.25 | 1.25 | 1.25 | 1.25 | 1.25
2050 | Renewable Energy | Dammed Hydro power | Average | Period | years | 60 | 60 | 60 | 60 | 60 | 60 | 60 | 60 | 60 | 60 | 60 | 60 | 60 | 60 | 60 | 60 | 60 | 60 | 60 | 60 | 60 | 60 | 60 | 60 | 60 | 60 | 60 | 60 | 60
2050 | Renewable Energy | Dammed Hydro Storage | Average | Investment | M€/GWh | 7.94 | 8.98 | 3.91 | 4.54 | 5.2 | 4.68 | 8.95 | 4.76 | 8.08 | 8.24 | 8.3 | 5.29 | 4.43 | 7.5 | 6.9 | 4.33 | 4.3 | 7.41 | 5.02 | 7.86 | 4.45 | 4.81 | 4.02 | 4.76 | 5.46 | 6.33 | 8.74 | 6.68 | 6.75
2050 | Renewable Energy | Dammed Hydro Storage | Average | O&M | % of inv. | 1.5 | 1.5 | 1.5 | 1.5 | 1.5 | 1.5 | 1.5 | 1.5 | 1.5 | 1.5 | 1.5 | 1.5 | 1.5 | 1.5 | 1.5 | 1.5 | 1.5 | 1.5 | 1.5 | 1.5 | 1.5 | 1.5 | 1.5 | 1.5 | 1.5 | 1.5 | 1.5 | 1.5 | 1.5
2050 | Renewable Energy | Dammed Hydro Storage | Average | Period | years | 50 | 50 | 50 | 50 | 50 | 50 | 50 | 50 | 50 | 50 | 50 | 50 | 50 | 50 | 50 | 50 | 50 | 50 | 50 | 50 | 50 | 50 | 50 | 50 | 50 | 50 | 50 | 50 | 50
2050 | Renewable Energy | Hydro pump | Average | Investment | M€/MWe | 0.58 | 0.6 | 0.49 | 0.51 | 0.52 | 0.51 | 0.6 | 0.51 | 0.58 | 0.58 | 0.59 | 0.52 | 0.5 | 0.57 | 0.56 | 0.5 | 0.5 | 0.57 | 0.52 | 0.58 | 0.5 | 0.51 | 0.49 | 0.51 | 0.52 | 0.54 | 0.6 | 0.55 | 0.55
2050 | Renewable Energy | Hydro pump | Average | Investment | M€/MWe | 0.7 | 0.74 | 0.54 | 0.56 | 0.59 | 0.57 | 0.73 | 0.57 | 0.7 | 0.71 | 0.71 | 0.59 | 0.56 | 0.68 | 0.66 | 0.56 | 0.56 | 0.68 | 0.58 | 0.69 | 0.56 | 0.58 | 0.54 | 0.57 | 0.6 | 0.63 | 0.73 | 0.65 | 0.65
2050 | Renewable Energy | Hydro pump | Average | O&M | % of inv. | 1.5 | 1.5 | 1.5 | 1.5 | 1.5 | 1.5 | 1.5 | 1.5 | 1.5 | 1.5 | 1.5 | 1.5 | 1.5 | 1.5 | 1.5 | 1.5 | 1.5 | 1.5 | 1.5 | 1.5 | 1.5 | 1.5 | 1.5 | 1.5 | 1.5 | 1.5 | 1.5 | 1.5 | 1.5
2050 | Renewable Energy | Hydro pump | Average | O&M | % of inv. | 1.5 | 1.5 | 1.5 | 1.5 | 1.5 | 1.5 | 1.5 | 1.5 | 1.5 | 1.5 | 1.5 | 1.5 | 1.5 | 1.5 | 1.5 | 1.5 | 1.5 | 1.5 | 1.5 | 1.5 | 1.5 | 1.5 | 1.5 | 1.5 | 1.5 | 1.5 | 1.5 | 1.5 | 1.5
2050 | Renewable Energy | Hydro pump | Average | Period | years | 50 | 50 | 50 | 50 | 50 | 50 | 50 | 50 | 50 | 50 | 50 | 50 | 50 | 50 | 50 | 50 | 50 | 50 | 50 | 50 | 50 | 50 | 50 | 50 | 50 | 50 | 50 | 50 | 50
2050 | Renewable Energy | Hydro pump | Average | Period | years | 60 | 60 | 60 | 60 | 60 | 60 | 60 | 60 | 60 | 60 | 60 | 60 | 60 | 60 | 60 | 60 | 60 | 60 | 60 | 60 | 60 | 60 | 60 | 60 | 60 | 60 | 60 | 60 | 60
2050 | Renewable Energy | Geothermal Electricity | Average | Investment | M€/MWe | 3.87 | 4.09 | 3 | 3.14 | 3.28 | 3.17 | 4.08 | 3.18 | 3.9 | 3.93 | 3.94 | 3.3 | 3.11 | 3.77 | 3.64 | 3.09 | 3.09 | 3.75 | 3.24 | 3.85 | 3.12 | 3.19 | 3.03 | 3.18 | 3.33 | 3.52 | 4.04 | 3.59 | 3.61
2050 | Renewable Energy | Geothermal Electricity | Average | O&M | % of inv. | 2.2 | 2.2 | 2.2 | 2.2 | 2.2 | 2.2 | 2.2 | 2.2 | 2.2 | 2.2 | 2.2 | 2.2 | 2.2 | 2.2 | 2.2 | 2.2 | 2.2 | 2.2 | 2.2 | 2.2 | 2.2 | 2.2 | 2.2 | 2.2 | 2.2 | 2.2 | 2.2 | 2.2 | 2.2
2050 | Renewable Energy | Geothermal Electricity | Average | Period | years | 30 | 30 | 30 | 30 | 30 | 30 | 30 | 30 | 30 | 30 | 30 | 30 | 30 | 30 | 30 | 30 | 30 | 30 | 30 | 30 | 30 | 30 | 30 | 30 | 30 | 30 | 30 | 30 | 30
2050 | Renewable Energy | Geothermal heating | Average | Investment | M€/TWh/year | 241 | 250.34 | 204.78 | 210.48 | 216.4 | 211.73 | 250 | 212.41 | 242.26 | 243.62 | 244.19 | 217.2 | 209.45 | 237.02 | 231.66 | 208.54 | 208.31 | 236.22 | 214.81 | 240.21 | 209.68 | 212.87 | 205.81 | 212.41 | 218.68 | 226.54 | 248.18 | 229.61 | 230.3
2050 | Renewable Energy | Geothermal heating | Average | Investment | M€/TWh/year | 152.93 | 158.86 | 129.95 | 133.56 | 137.32 | 134.36 | 158.64 | 134.79 | 153.73 | 154.59 | 154.96 | 137.83 | 132.91 | 150.4 | 147.01 | 132.33 | 132.19 | 149.9 | 136.31 | 152.43 | 133.06 | 135.08 | 130.6 | 134.79 | 138.77 | 143.75 | 157.49 | 145.7 | 146.14
2050 | Renewable Energy | Geothermal heating | Average | O&M | % of inv. | 2.45 | 2.45 | 2.45 | 2.45 | 2.45 | 2.45 | 2.45 | 2.45 | 2.45 | 2.45 | 2.45 | 2.45 | 2.45 | 2.45 | 2.45 | 2.45 | 2.45 | 2.45 | 2.45 | 2.45 | 2.45 | 2.45 | 2.45 | 2.45 | 2.45 | 2.45 | 2.45 | 2.45 | 2.45
2050 | Renewable Energy | Geothermal heating | Average | O&M | % of inv. | 0 | 0 | 0 | 0 | 0 | 0 | 0 | 0 | 0 | 0 | 0 | 0 | 0 | 0 | 0 | 0 | 0 | 0 | 0 | 0 | 0 | 0 | 0 | 0 | 0 | 0 | 0 | 0 | 0
2050 | Renewable Energy | Geothermal heating | Average | Period | years | 25 | 25 | 25 | 25 | 25 | 25 | 25 | 25 | 25 | 25 | 25 | 25 | 25 | 25 | 25 | 25 | 25 | 25 | 25 | 25 | 25 | 25 | 25 | 25 | 25 | 25 | 25 | 25 | 25
2050 | Renewable Energy | Geothermal heating | Average | Period | years | 30 | 30 | 30 | 30 | 30 | 30 | 30 | 30 | 30 | 30 | 30 | 30 | 30 | 30 | 30 | 30 | 30 | 30 | 30 | 30 | 30 | 30 | 30 | 30 | 30 | 30 | 30 | 30 | 30
2050 | Renewable Energy | Solar thermal DH | Average | Investment | M€/TWh/year | 295.95 | 307.42 | 251.47 | 258.47 | 265.74 | 260.01 | 307 | 260.85 | 297.49 | 299.17 | 299.87 | 266.72 | 257.21 | 291.06 | 284.48 | 256.09 | 255.81 | 290.08 | 263.78 | 294.97 | 257.49 | 261.4 | 252.73 | 260.85 | 268.54 | 278.19 | 304.76 | 281.96 | 282.8
2050 | Renewable Energy | Solar thermal DH | Average | O&M | % of inv. | 0.15 | 0.15 | 0.15 | 0.15 | 0.15 | 0.15 | 0.15 | 0.15 | 0.15 | 0.15 | 0.15 | 0.15 | 0.15 | 0.15 | 0.15 | 0.15 | 0.15 | 0.15 | 0.15 | 0.15 | 0.15 | 0.15 | 0.15 | 0.15 | 0.15 | 0.15 | 0.15 | 0.15 | 0.15
2050 | Renewable Energy | Solar thermal DH | Average | Period | years | 30 | 30 | 30 | 30 | 30 | 30 | 30 | 30 | 30 | 30 | 30 | 30 | 30 | 30 | 30 | 30 | 30 | 30 | 30 | 30 | 30 | 30 | 30 | 30 | 30 | 30 | 30 | 30 | 30
2050 | Renewable Energy | Heat storage solar | Average | Investment | M€/GWh | 0.48 | 0.5 | 0.41 | 0.42 | 0.43 | 0.42 | 0.5 | 0.42 | 0.48 | 0.49 | 0.49 | 0.43 | 0.42 | 0.47 | 0.46 | 0.42 | 0.42 | 0.47 | 0.43 | 0.48 | 0.42 | 0.43 | 0.41 | 0.42 | 0.44 | 0.45 | 0.5 | 0.46 | 0.46
2050 | Renewable Energy | Heat storage solar | Average | O&M | % of inv. | 0.7 | 0.7 | 0.7 | 0.7 | 0.7 | 0.7 | 0.7 | 0.7 | 0.7 | 0.7 | 0.7 | 0.7 | 0.7 | 0.7 | 0.7 | 0.7 | 0.7 | 0.7 | 0.7 | 0.7 | 0.7 | 0.7 | 0.7 | 0.7 | 0.7 | 0.7 | 0.7 | 0.7 | 0.7
2050 | Renewable Energy | Heat storage solar | Average | Period | years | 20 | 20 | 20 | 20 | 20 | 20 | 20 | 20 | 20 | 20 | 20 | 20 | 20 | 20 | 20 | 20 | 20 | 20 | 20 | 20 | 20 | 20 | 20 | 20 | 20 | 20 | 20 | 20 | 20
2050 | Renewable Energy | Industrial excess heat | Average | Investment | M€/TWh/year | 29.11 | 30.27 | 24.6 | 25.3 | 26.04 | 25.46 | 30.23 | 25.55 | 29.26 | 29.43 | 29.5 | 26.14 | 25.18 | 28.61 | 27.94 | 25.06 | 25.04 | 28.51 | 25.84 | 29.01 | 25.21 | 25.6 | 24.72 | 25.55 | 26.33 | 27.3 | 30 | 27.69 | 27.77
2050 | Renewable Energy | Industrial excess heat | Average | O&M | % of inv. | 1 | 1 | 1 | 1 | 1 | 1 | 1 | 1 | 1 | 1 | 1 | 1 | 1 | 1 | 1 | 1 | 1 | 1 | 1 | 1 | 1 | 1 | 1 | 1 | 1 | 1 | 1 | 1 | 1
2050 | Renewable Energy | Industrial excess heat | Average | Period | years | 30 | 30 | 30 | 30 | 30 | 30 | 30 | 30 | 30 | 30 | 30 | 30 | 30 | 30 | 30 | 30 | 30 | 30 | 30 | 30 | 30 | 30 | 30 | 30 | 30 | 30 | 30 | 30 | 30
2050 | Liquid and Gas Fuels | Biogas plant | Basic configuration | Investment | M€/TWh/year | 153.31 | 159.25 | 130.27 | 133.89 | 137.66 | 134.69 | 159.03 | 135.12 | 154.1 | 154.97 | 155.33 | 138.16 | 133.24 | 150.77 | 147.37 | 132.66 | 132.51 | 150.26 | 136.64 | 152.8 | 133.38 | 135.41 | 130.92 | 135.12 | 139.11 | 144.11 | 157.87 | 146.06 | 146.5
2050 | Liquid and Gas Fuels | Biogas plant | Basic configuration | O&M | % of inv. | 14 | 14 | 14 | 14 | 14 | 14 | 14 | 14 | 14 | 14 | 14 | 14 | 14 | 14 | 14 | 14 | 14 | 14 | 14 | 14 | 14 | 14 | 14 | 14 | 14 | 14 | 14 | 14 | 14
2050 | Liquid and Gas Fuels | Biogas plant | Basic configuration | Period | years | 20 | 20 | 20 | 20 | 20 | 20 | 20 | 20 | 20 | 20 | 20 | 20 | 20 | 20 | 20 | 20 | 20 | 20 | 20 | 20 | 20 | 20 | 20 | 20 | 20 | 20 | 20 | 20 | 20
2050 | Liquid and Gas Fuels | Gasification plant | Fixed bed | Investment | M€/MW-Syngas | 1.27 | 1.33 | 1.03 | 1.07 | 1.11 | 1.08 | 1.33 | 1.08 | 1.28 | 1.29 | 1.29 | 1.11 | 1.06 | 1.24 | 1.21 | 1.05 | 1.05 | 1.24 | 1.1 | 1.26 | 1.06 | 1.08 | 1.04 | 1.08 | 1.12 | 1.17 | 1.32 | 1.19 | 1.2
2050 | Liquid and Gas Fuels | Gasification plant | Fixed bed | O&M | % of inv. | 2.4 | 2.4 | 2.4 | 2.4 | 2.4 | 2.4 | 2.4 | 2.4 | 2.4 | 2.4 | 2.4 | 2.4 | 2.4 | 2.4 | 2.4 | 2.4 | 2.4 | 2.4 | 2.4 | 2.4 | 2.4 | 2.4 | 2.4 | 2.4 | 2.4 | 2.4 | 2.4 | 2.4 | 2.4
2050 | Liquid and Gas Fuels | Gasification plant | Fixed bed | Period | years | 20 | 20 | 20 | 20 | 20 | 20 | 20 | 20 | 20 | 20 | 20 | 20 | 20 | 20 | 20 | 20 | 20 | 20 | 20 | 20 | 20 | 20 | 20 | 20 | 20 | 20 | 20 | 20 | 20
2050 | Liquid and Gas Fuels | Biogas upgrade | CO2 removal - purification | Investment | M€/MW-CH4 | 0.24 | 0.25 | 0.22 | 0.22 | 0.22 | 0.22 | 0.25 | 0.22 | 0.24 | 0.25 | 0.25 | 0.23 | 0.22 | 0.24 | 0.24 | 0.22 | 0.22 | 0.24 | 0.22 | 0.24 | 0.22 | 0.22 | 0.22 | 0.22 | 0.23 | 0.23 | 0.25 | 0.23 | 0.24
2050 | Liquid and Gas Fuels | Biogas upgrade | CO2 removal - purification | O&M | % of inv. | 2.5 | 2.5 | 2.5 | 2.5 | 2.5 | 2.5 | 2.5 | 2.5 | 2.5 | 2.5 | 2.5 | 2.5 | 2.5 | 2.5 | 2.5 | 2.5 | 2.5 | 2.5 | 2.5 | 2.5 | 2.5 | 2.5 | 2.5 | 2.5 | 2.5 | 2.5 | 2.5 | 2.5 | 2.5
2050 | Liquid and Gas Fuels | Biogas upgrade | CO2 removal - purification | Period | years | 15 | 15 | 15 | 15 | 15 | 15 | 15 | 15 | 15 | 15 | 15 | 15 | 15 | 15 | 15 | 15 | 15 | 15 | 15 | 15 | 15 | 15 | 15 | 15 | 15 | 15 | 15 | 15 | 15
2050 | Liquid and Gas Fuels | Gasification upgrade | CO2 removal - purification | Investment | M€/MW-CH4 | 0.64 | 0.68 | 0.5 | 0.52 | 0.54 | 0.52 | 0.68 | 0.53 | 0.65 | 0.65 | 0.66 | 0.55 | 0.51 | 0.63 | 0.61 | 0.51 | 0.51 | 0.62 | 0.54 | 0.64 | 0.52 | 0.53 | 0.5 | 0.53 | 0.55 | 0.58 | 0.67 | 0.6 | 0.6
2050 | Liquid and Gas Fuels | Gasification upgrade | CO2 removal - purification | O&M | % of inv. | 1.7 | 1.7 | 1.7 | 1.7 | 1.7 | 1.7 | 1.7 | 1.7 | 1.7 | 1.7 | 1.7 | 1.7 | 1.7 | 1.7 | 1.7 | 1.7 | 1.7 | 1.7 | 1.7 | 1.7 | 1.7 | 1.7 | 1.7 | 1.7 | 1.7 | 1.7 | 1.7 | 1.7 | 1.7
2050 | Liquid and Gas Fuels | Gasification upgrade | CO2 removal - purification | Period | years | 20 | 20 | 20 | 20 | 20 | 20 | 20 | 20 | 20 | 20 | 20 | 20 | 20 | 20 | 20 | 20 | 20 | 20 | 20 | 20 | 20 | 20 | 20 | 20 | 20 | 20 | 20 | 20 | 20
2050 | Liquid and Gas Fuels | Biodiesel Plant | 2nd generation | Investment | M€/MW-Bio | 2.65 | 2.75 | 2.25 | 2.31 | 2.38 | 2.33 | 2.75 | 2.33 | 2.66 | 2.68 | 2.68 | 2.39 | 2.3 | 2.6 | 2.55 | 2.29 | 2.29 | 2.6 | 2.36 | 2.64 | 2.3 | 2.34 | 2.26 | 2.33 | 2.4 | 2.49 | 2.73 | 2.52 | 2.53
2050 | Liquid and Gas Fuels | Biodiesel Plant | 2nd generation | O&M | % of inv. | 6.02 | 6.02 | 6.02 | 6.02 | 6.02 | 6.02 | 6.02 | 6.02 | 6.02 | 6.02 | 6.02 | 6.02 | 6.02 | 6.02 | 6.02 | 6.02 | 6.02 | 6.02 | 6.02 | 6.02 | 6.02 | 6.02 | 6.02 | 6.02 | 6.02 | 6.02 | 6.02 | 6.02 | 6.02
2050 | Liquid and Gas Fuels | Biodiesel Plant | 2nd generation | Period | years | 20 | 20 | 20 | 20 | 20 | 20 | 20 | 20 | 20 | 20 | 20 | 20 | 20 | 20 | 20 | 20 | 20 | 20 | 20 | 20 | 20 | 20 | 20 | 20 | 20 | 20 | 20 | 20 | 20
2050 | Liquid and Gas Fuels | Biopetrol Plant | Bioethanol | Investment | M€/MW-Bio | 1.62 | 1.68 | 1.38 | 1.41 | 1.45 | 1.42 | 1.68 | 1.43 | 1.63 | 1.64 | 1.64 | 1.46 | 1.41 | 1.59 | 1.56 | 1.4 | 1.4 | 1.59 | 1.44 | 1.61 | 1.41 | 1.43 | 1.38 | 1.43 | 1.47 | 1.52 | 1.67 | 1.54 | 1.55
2050 | Liquid and Gas Fuels | Biopetrol Plant | Bioethanol | O&M | % of inv. | 15.36 | 15.36 | 15.36 | 15.36 | 15.36 | 15.36 | 15.36 | 15.36 | 15.36 | 15.36 | 15.36 | 15.36 | 15.36 | 15.36 | 15.36 | 15.36 | 15.36 | 15.36 | 15.36 | 15.36 | 15.36 | 15.36 | 15.36 | 15.36 | 15.36 | 15.36 | 15.36 | 15.36 | 15.36
2050 | Liquid and Gas Fuels | Biopetrol Plant | Bioethanol | Period | years | 20 | 20 | 20 | 20 | 20 | 20 | 20 | 20 | 20 | 20 | 20 | 20 | 20 | 20 | 20 | 20 | 20 | 20 | 20 | 20 | 20 | 20 | 20 | 20 | 20 | 20 | 20 | 20 | 20
2050 | Liquid and Gas Fuels | Biojetpetrol Plant | Kerosene | Investment | M€/MW-Bio | 2.67 | 2.78 | 2.27 | 2.33 | 2.4 | 2.35 | 2.77 | 2.35 | 2.69 | 2.7 | 2.71 | 2.41 | 2.32 | 2.63 | 2.57 | 2.31 | 2.31 | 2.62 | 2.38 | 2.66 | 2.32 | 2.36 | 2.28 | 2.35 | 2.42 | 2.51 | 2.75 | 2.55 | 2.55
2050 | Liquid and Gas Fuels | Biojetpetrol Plant | Kerosene | O&M | % of inv. | 5.73 | 5.73 | 5.73 | 5.73 | 5.73 | 5.73 | 5.73 | 5.73 | 5.73 | 5.73 | 5.73 | 5.73 | 5.73 | 5.73 | 5.73 | 5.73 | 5.73 | 5.73 | 5.73 | 5.73 | 5.73 | 5.73 | 5.73 | 5.73 | 5.73 | 5.73 | 5.73 | 5.73 | 5.73
2050 | Liquid and Gas Fuels | Biojetpetrol Plant | Kerosene | Period | years | 20 | 20 | 20 | 20 | 20 | 20 | 20 | 20 | 20 | 20 | 20 | 20 | 20 | 20 | 20 | 20 | 20 | 20 | 20 | 20 | 20 | 20 | 20 | 20 | 20 | 20 | 20 | 20 | 20
2050 | Liquid and Gas Fuels | Synthetic Gas Plant | Catalytical Methanation (with added hydrogen) | Investment | M€/MWe-Fuel | 0.19 | 0.2 | 0.16 | 0.17 | 0.17 | 0.17 | 0.2 | 0.17 | 0.19 | 0.19 | 0.2 | 0.17 | 0.17 | 0.19 | 0.19 | 0.17 | 0.17 | 0.19 | 0.17 | 0.19 | 0.17 | 0.17 | 0.16 | 0.17 | 0.17 | 0.18 | 0.2 | 0.18 | 0.18
2050 | Liquid and Gas Fuels | Synthetic Gas Plant | Catalytical Methanation (with added hydrogen) | O&M | % of inv. | 4 | 4 | 4 | 4 | 4 | 4 | 4 | 4 | 4 | 4 | 4 | 4 | 4 | 4 | 4 | 4 | 4 | 4 | 4 | 4 | 4 | 4 | 4 | 4 | 4 | 4 | 4 | 4 | 4
2050 | Liquid and Gas Fuels | Synthetic Gas Plant | Catalytical Methanation (with added hydrogen) | Period | years | 25 | 25 | 25 | 25 | 25 | 25 | 25 | 25 | 25 | 25 | 25 | 25 | 25 | 25 | 25 | 25 | 25 | 25 | 25 | 25 | 25 | 25 | 25 | 25 | 25 | 25 | 25 | 25 | 25
2050 | Liquid and Gas Fuels | Chemical Synthesis | Average | Investment | M€/MWe-Fuel | 0.29 | 0.3 | 0.25 | 0.25 | 0.26 | 0.25 | 0.3 | 0.25 | 0.29 | 0.29 | 0.29 | 0.26 | 0.25 | 0.28 | 0.28 | 0.25 | 0.25 | 0.28 | 0.26 | 0.29 | 0.25 | 0.26 | 0.25 | 0.25 | 0.26 | 0.27 | 0.3 | 0.28 | 0.28
2050 | Liquid and Gas Fuels | Chemical Synthesis | Average | O&M | % of inv. | 4 | 4 | 4 | 4 | 4 | 4 | 4 | 4 | 4 | 4 | 4 | 4 | 4 | 4 | 4 | 4 | 4 | 4 | 4 | 4 | 4 | 4 | 4 | 4 | 4 | 4 | 4 | 4 | 4
2050 | Liquid and Gas Fuels | Chemical Synthesis | Average | Period | years | 25 | 25 | 25 | 25 | 25 | 25 | 25 | 25 | 25 | 25 | 25 | 25 | 25 | 25 | 25 | 25 | 25 | 25 | 25 | 25 | 25 | 25 | 25 | 25 | 25 | 25 | 25 | 25 | 25
2050 | Liquid and Gas Fuels | Electrolyser | Alkaline | Investment | M€/MWe | 0.48 | 0.5 | 0.41 | 0.42 | 0.43 | 0.42 | 0.5 | 0.42 | 0.48 | 0.49 | 0.49 | 0.43 | 0.42 | 0.47 | 0.46 | 0.42 | 0.42 | 0.47 | 0.43 | 0.48 | 0.42 | 0.43 | 0.41 | 0.42 | 0.44 | 0.45 | 0.5 | 0.46 | 0.46
2050 | Liquid and Gas Fuels | Electrolyser | Alkaline | O&M | % of inv. | 5 | 5 | 5 | 5 | 5 | 5 | 5 | 5 | 5 | 5 | 5 | 5 | 5 | 5 | 5 | 5 | 5 | 5 | 5 | 5 | 5 | 5 | 5 | 5 | 5 | 5 | 5 | 5 | 5
2050 | Liquid and Gas Fuels | Electrolyser | Alkaline | Period | years | 25 | 25 | 25 | 25 | 25 | 25 | 25 | 25 | 25 | 25 | 25 | 25 | 25 | 25 | 25 | 25 | 25 | 25 | 25 | 25 | 25 | 25 | 25 | 25 | 25 | 25 | 25 | 25 | 25
2050 | Liquid and Gas Fuels | Electrolyser | PEM | Investment | M€/MWe | 0.39 | 0.4 | 0.33 | 0.34 | 0.35 | 0.34 | 0.4 | 0.34 | 0.39 | 0.39 | 0.39 | 0.35 | 0.34 | 0.38 | 0.37 | 0.33 | 0.33 | 0.38 | 0.34 | 0.38 | 0.34 | 0.34 | 0.33 | 0.34 | 0.35 | 0.36 | 0.4 | 0.37 | 0.37
2050 | Liquid and Gas Fuels | Electrolyser | PEM | O&M | % of inv. | 5 | 5 | 5 | 5 | 5 | 5 | 5 | 5 | 5 | 5 | 5 | 5 | 5 | 5 | 5 | 5 | 5 | 5 | 5 | 5 | 5 | 5 | 5 | 5 | 5 | 5 | 5 | 5 | 5
2050 | Liquid and Gas Fuels | Electrolyser | PEM | Period | years | 15 | 15 | 15 | 15 | 15 | 15 | 15 | 15 | 15 | 15 | 15 | 15 | 15 | 15 | 15 | 15 | 15 | 15 | 15 | 15 | 15 | 15 | 15 | 15 | 15 | 15 | 15 | 15 | 15
2050 | Liquid and Gas Fuels | Electrolyser | SOEC | Investment | M€/MW input (85% elec.+15% heat) | 0.39 | 0.4 | 0.33 | 0.34 | 0.35 | 0.34 | 0.4 | 0.34 | 0.39 | 0.39 | 0.39 | 0.35 | 0.34 | 0.38 | 0.37 | 0.33 | 0.33 | 0.38 | 0.34 | 0.38 | 0.34 | 0.34 | 0.33 | 0.34 | 0.35 | 0.36 | 0.4 | 0.37 | 0.37
2050 | Liquid and Gas Fuels | Electrolyser | SOEC | O&M | % of inv. | 3 | 3 | 3 | 3 | 3 | 3 | 3 | 3 | 3 | 3 | 3 | 3 | 3 | 3 | 3 | 3 | 3 | 3 | 3 | 3 | 3 | 3 | 3 | 3 | 3 | 3 | 3 | 3 | 3
2050 | Liquid and Gas Fuels | Electrolyser | SOEC | Period | years | 30 | 30 | 30 | 30 | 30 | 30 | 30 | 30 | 30 | 30 | 30 | 30 | 30 | 30 | 30 | 30 | 30 | 30 | 30 | 30 | 30 | 30 | 30 | 30 | 30 | 30 | 30 | 30 | 30
2050 | Liquid and Gas Fuels | Hydrogen storage | Underground storage | Investment | M€/GWh | 6.17 | 6.41 | 5.24 | 5.39 | 5.54 | 5.42 | 6.4 | 5.44 | 6.2 | 6.24 | 6.25 | 5.56 | 5.36 | 6.07 | 5.93 | 5.34 | 5.33 | 6.05 | 5.5 | 6.15 | 5.37 | 5.45 | 5.27 | 5.44 | 5.6 | 5.8 | 6.35 | 5.88 | 5.9
2050 | Liquid and Gas Fuels | Hydrogen storage | Underground storage | O&M | % of inv. | 2.02 | 2.02 | 2.02 | 2.02 | 2.02 | 2.02 | 2.02 | 2.02 | 2.02 | 2.02 | 2.02 | 2.02 | 2.02 | 2.02 | 2.02 | 2.02 | 2.02 | 2.02 | 2.02 | 2.02 | 2.02 | 2.02 | 2.02 | 2.02 | 2.02 | 2.02 | 2.02 | 2.02 | 2.02
2050 | Liquid and Gas Fuels | Hydrogen storage | Underground storage | Period | years | 20 | 20 | 20 | 20 | 20 | 20 | 20 | 20 | 20 | 20 | 20 | 20 | 20 | 20 | 20 | 20 | 20 | 20 | 20 | 20 | 20 | 20 | 20 | 20 | 20 | 20 | 20 | 20 | 20
2050 | Liquid and Gas Fuels | Gas storage | Average | O&M | % of inv. | 1 | 1 | 1 | 1 | 1 | 1 | 1 | 1 | 1 | 1 | 1 | 1 | 1 | 1 | 1 | 1 | 1 | 1 | 1 | 1 | 1 | 1 | 1 | 1 | 1 | 1 | 1 | 1 | 1
2050 | Liquid and Gas Fuels | Gas storage | Average | Period | years | 50 | 50 | 50 | 50 | 50 | 50 | 50 | 50 | 50 | 50 | 50 | 50 | 50 | 50 | 50 | 50 | 50 | 50 | 50 | 50 | 50 | 50 | 50 | 50 | 50 | 50 | 50 | 50 | 50
2050 | Liquid and Gas Fuels | CO2 hydrogenation | Catalytical Methanation (with added hydrogen) | Investment | M€/MWe-Fuel | 0.19 | 0.2 | 0.14 | 0.14 | 0.15 | 0.15 | 0.2 | 0.15 | 0.19 | 0.19 | 0.19 | 0.15 | 0.14 | 0.18 | 0.17 | 0.14 | 0.14 | 0.18 | 0.15 | 0.19 | 0.14 | 0.15 | 0.14 | 0.15 | 0.16 | 0.17 | 0.2 | 0.17 | 0.17
2050 | Liquid and Gas Fuels | CO2 hydrogenation | Catalytical Methanation (with added hydrogen) | O&M | % of inv. | 4 | 4 | 4 | 4 | 4 | 4 | 4 | 4 | 4 | 4 | 4 | 4 | 4 | 4 | 4 | 4 | 4 | 4 | 4 | 4 | 4 | 4 | 4 | 4 | 4 | 4 | 4 | 4 | 4
2050 | Liquid and Gas Fuels | CO2 hydrogenation | Catalytical Methanation (with added hydrogen) | Period | years | 25 | 25 | 25 | 25 | 25 | 25 | 25 | 25 | 25 | 25 | 25 | 25 | 25 | 25 | 25 | 25 | 25 | 25 | 25 | 25 | 25 | 25 | 25 | 25 | 25 | 25 | 25 | 25 | 25
2050 | Liquid and Gas Fuels | Oil storage | Average | Investment | M€/GWh | 0.02 | 0.02 | 0.02 | 0.02 | 0.02 | 0.02 | 0.02 | 0.02 | 0.02 | 0.02 | 0.02 | 0.02 | 0.02 | 0.02 | 0.02 | 0.02 | 0.02 | 0.02 | 0.02 | 0.02 | 0.02 | 0.02 | 0.02 | 0.02 | 0.02 | 0.02 | 0.02 | 0.02 | 0.02
2050 | Liquid and Gas Fuels | Oil storage | Average | O&M | % of inv. | 0.63 | 0.63 | 0.63 | 0.63 | 0.63 | 0.63 | 0.63 | 0.63 | 0.63 | 0.63 | 0.63 | 0.63 | 0.63 | 0.63 | 0.63 | 0.63 | 0.63 | 0.63 | 0.63 | 0.63 | 0.63 | 0.63 | 0.63 | 0.63 | 0.63 | 0.63 | 0.63 | 0.63 | 0.63
2050 | Liquid and Gas Fuels | Oil storage | Average | Period | years | 50 | 50 | 50 | 50 | 50 | 50 | 50 | 50 | 50 | 50 | 50 | 50 | 50 | 50 | 50 | 50 | 50 | 50 | 50 | 50 | 50 | 50 | 50 | 50 | 50 | 50 | 50 | 50 | 50
2050 | Liquid and Gas Fuels | Methanol storage | Average | Investment | M€/GWh | 0.05 | 0.05 | 0.04 | 0.04 | 0.05 | 0.04 | 0.05 | 0.04 | 0.05 | 0.05 | 0.05 | 0.05 | 0.04 | 0.05 | 0.05 | 0.04 | 0.04 | 0.05 | 0.04 | 0.05 | 0.04 | 0.04 | 0.04 | 0.04 | 0.05 | 0.05 | 0.05 | 0.05 | 0.05
2050 | Liquid and Gas Fuels | Methanol storage | Average | O&M | % of inv. | 0.63 | 0.63 | 0.63 | 0.63 | 0.63 | 0.63 | 0.63 | 0.63 | 0.63 | 0.63 | 0.63 | 0.63 | 0.63 | 0.63 | 0.63 | 0.63 | 0.63 | 0.63 | 0.63 | 0.63 | 0.63 | 0.63 | 0.63 | 0.63 | 0.63 | 0.63 | 0.63 | 0.63 | 0.63
2050 | Liquid and Gas Fuels | Methanol storage | Average | Period | years | 50 | 50 | 50 | 50 | 50 | 50 | 50 | 50 | 50 | 50 | 50 | 50 | 50 | 50 | 50 | 50 | 50 | 50 | 50 | 50 | 50 | 50 | 50 | 50 | 50 | 50 | 50 | 50 | 50
2050 | Heat Infrastructure | Individual boilers | Biomass Boiler, automatic stocking, Existing SFH | Investment | M€/1000 Units | 5.69 | 5.91 | 4.83 | 4.97 | 5.11 | 5 | 5.9 | 5.01 | 5.72 | 5.75 | 5.76 | 5.13 | 4.94 | 5.59 | 5.47 | 4.92 | 4.92 | 5.57 | 5.07 | 5.67 | 4.95 | 5.02 | 4.86 | 5.01 | 5.16 | 5.35 | 5.86 | 5.42 | 5.43
2050 | Heat Infrastructure | Individual boilers | Biomass Boiler, automatic stocking, Existing SFH | O&M | % of inv. | 7.51 | 7.51 | 7.51 | 7.51 | 7.51 | 7.51 | 7.51 | 7.51 | 7.51 | 7.51 | 7.51 | 7.51 | 7.51 | 7.51 | 7.51 | 7.51 | 7.51 | 7.51 | 7.51 | 7.51 | 7.51 | 7.51 | 7.51 | 7.51 | 7.51 | 7.51 | 7.51 | 7.51 | 7.51
2050 | Heat Infrastructure | Individual boilers | Biomass Boiler, automatic stocking, Existing SFH | Period | years | 20 | 20 | 20 | 20 | 20 | 20 | 20 | 20 | 20 | 20 | 20 | 20 | 20 | 20 | 20 | 20 | 20 | 20 | 20 | 20 | 20 | 20 | 20 | 20 | 20 | 20 | 20 | 20 | 20
2050 | Heat Infrastructure | Individual boilers | Coal | Investment | M€/MW-th | 0.26 | 0.27 | 0.22 | 0.22 | 0.23 | 0.23 | 0.27 | 0.23 | 0.26 | 0.26 | 0.26 | 0.23 | 0.22 | 0.26 | 0.25 | 0.22 | 0.22 | 0.26 | 0.23 | 0.26 | 0.22 | 0.23 | 0.22 | 0.23 | 0.23 | 0.24 | 0.27 | 0.25 | 0.25
2050 | Heat Infrastructure | Individual boilers | Coal | O&M | % of inv. | 2 | 2 | 2 | 2 | 2 | 2 | 2 | 2 | 2 | 2 | 2 | 2 | 2 | 2 | 2 | 2 | 2 | 2 | 2 | 2 | 2 | 2 | 2 | 2 | 2 | 2 | 2 | 2 | 2
2050 | Heat Infrastructure | Individual boilers | Coal | Period | years | 20 | 20 | 20 | 20 | 20 | 20 | 20 | 20 | 20 | 20 | 20 | 20 | 20 | 20 | 20 | 20 | 20 | 20 | 20 | 20 | 20 | 20 | 20 | 20 | 20 | 20 | 20 | 20 | 20
2050 | Heat Infrastructure | Individual boilers | NGas Boiler, Existing Apartment | Investment | M€/1000 Units | 20.34 | 21.13 | 17.28 | 17.76 | 18.26 | 17.87 | 21.1 | 17.93 | 20.45 | 20.56 | 20.61 | 18.33 | 17.68 | 20 | 19.55 | 17.6 | 17.58 | 19.94 | 18.13 | 20.27 | 17.7 | 17.97 | 17.37 | 17.93 | 18.46 | 19.12 | 20.95 | 19.38 | 19.44
2050 | Heat Infrastructure | Individual boilers | NGas Boiler, Existing Apartment | O&M | % of inv. | 2.94 | 2.94 | 2.94 | 2.94 | 2.94 | 2.94 | 2.94 | 2.94 | 2.94 | 2.94 | 2.94 | 2.94 | 2.94 | 2.94 | 2.94 | 2.94 | 2.94 | 2.94 | 2.94 | 2.94 | 2.94 | 2.94 | 2.94 | 2.94 | 2.94 | 2.94 | 2.94 | 2.94 | 2.94
2050 | Heat Infrastructure | Individual boilers | NGas Boiler, Existing Apartment | Period | years | 25 | 25 | 25 | 25 | 25 | 25 | 25 | 25 | 25 | 25 | 25 | 25 | 25 | 25 | 25 | 25 | 25 | 25 | 25 | 25 | 25 | 25 | 25 | 25 | 25 | 25 | 25 | 25 | 25
2050 | Heat Infrastructure | Individual boilers | NGas Boiler, Existing SFH | Investment | M€/1000 Units | 2.6 | 2.7 | 2.21 | 2.27 | 2.34 | 2.29 | 2.7 | 2.29 | 2.62 | 2.63 | 2.64 | 2.35 | 2.26 | 2.56 | 2.5 | 2.25 | 2.25 | 2.55 | 2.32 | 2.59 | 2.26 | 2.3 | 2.22 | 2.29 | 2.36 | 2.45 | 2.68 | 2.48 | 2.49
2050 | Heat Infrastructure | Individual boilers | NGas Boiler, Existing SFH | O&M | % of inv. | 6.7 | 6.7 | 6.7 | 6.7 | 6.7 | 6.7 | 6.7 | 6.7 | 6.7 | 6.7 | 6.7 | 6.7 | 6.7 | 6.7 | 6.7 | 6.7 | 6.7 | 6.7 | 6.7 | 6.7 | 6.7 | 6.7 | 6.7 | 6.7 | 6.7 | 6.7 | 6.7 | 6.7 | 6.7
2050 | Heat Infrastructure | Individual boilers | NGas Boiler, Existing SFH | Period | years | 20 | 20 | 20 | 20 | 20 | 20 | 20 | 20 | 20 | 20 | 20 | 20 | 20 | 20 | 20 | 20 | 20 | 20 | 20 | 20 | 20 | 20 | 20 | 20 | 20 | 20 | 20 | 20 | 20
2050 | Heat Infrastructure | Individual boilers | NGas Boiler, New Apartment | Investment | M€/1000 Units | 14.56 | 15.12 | 12.37 | 12.71 | 13.07 | 12.79 | 15.1 | 12.83 | 14.63 | 14.71 | 14.75 | 13.12 | 12.65 | 14.32 | 13.99 | 12.6 | 12.58 | 14.27 | 12.97 | 14.51 | 12.66 | 12.86 | 12.43 | 12.83 | 13.21 | 13.68 | 14.99 | 13.87 | 13.91
2050 | Heat Infrastructure | Individual boilers | NGas Boiler, New Apartment | O&M | % of inv. | 2.67 | 2.67 | 2.67 | 2.67 | 2.67 | 2.67 | 2.67 | 2.67 | 2.67 | 2.67 | 2.67 | 2.67 | 2.67 | 2.67 | 2.67 | 2.67 | 2.67 | 2.67 | 2.67 | 2.67 | 2.67 | 2.67 | 2.67 | 2.67 | 2.67 | 2.67 | 2.67 | 2.67 | 2.67
2050 | Heat Infrastructure | Individual boilers | NGas Boiler, New Apartment | Period | years | 25 | 25 | 25 | 25 | 25 | 25 | 25 | 25 | 25 | 25 | 25 | 25 | 25 | 25 | 25 | 25 | 25 | 25 | 25 | 25 | 25 | 25 | 25 | 25 | 25 | 25 | 25 | 25 | 25
2050 | Heat Infrastructure | Individual boilers | NGas Boiler, New SFH | Investment | M€/1000 Units | 2.6 | 2.7 | 2.21 | 2.27 | 2.34 | 2.29 | 2.7 | 2.29 | 2.62 | 2.63 | 2.64 | 2.35 | 2.26 | 2.56 | 2.5 | 2.25 | 2.25 | 2.55 | 2.32 | 2.59 | 2.26 | 2.3 | 2.22 | 2.29 | 2.36 | 2.45 | 2.68 | 2.48 | 2.49
2050 | Heat Infrastructure | Individual boilers | NGas Boiler, New SFH | O&M | % of inv. | 6.7 | 6.7 | 6.7 | 6.7 | 6.7 | 6.7 | 6.7 | 6.7 | 6.7 | 6.7 | 6.7 | 6.7 | 6.7 | 6.7 | 6.7 | 6.7 | 6.7 | 6.7 | 6.7 | 6.7 | 6.7 | 6.7 | 6.7 | 6.7 | 6.7 | 6.7 | 6.7 | 6.7 | 6.7
2050 | Heat Infrastructure | Individual boilers | NGas Boiler, New SFH | Period | years | 20 | 20 | 20 | 20 | 20 | 20 | 20 | 20 | 20 | 20 | 20 | 20 | 20 | 20 | 20 | 20 | 20 | 20 | 20 | 20 | 20 | 20 | 20 | 20 | 20 | 20 | 20 | 20 | 20
2050 | Heat Infrastructure | Individual boilers | Oil Boiler, Existing Apartment | Investment | M€/1000 Units | 28.34 | 29.44 | 24.08 | 24.75 | 25.45 | 24.9 | 29.4 | 24.98 | 28.49 | 28.65 | 28.72 | 25.54 | 24.63 | 27.87 | 27.24 | 24.52 | 24.5 | 27.78 | 25.26 | 28.25 | 24.66 | 25.03 | 24.2 | 24.98 | 25.72 | 26.64 | 29.19 | 27 | 27.08
2050 | Heat Infrastructure | Individual boilers | Oil Boiler, Existing Apartment | O&M | % of inv. | 2.65 | 2.65 | 2.65 | 2.65 | 2.65 | 2.65 | 2.65 | 2.65 | 2.65 | 2.65 | 2.65 | 2.65 | 2.65 | 2.65 | 2.65 | 2.65 | 2.65 | 2.65 | 2.65 | 2.65 | 2.65 | 2.65 | 2.65 | 2.65 | 2.65 | 2.65 | 2.65 | 2.65 | 2.65
2050 | Heat Infrastructure | Individual boilers | Oil Boiler, Existing Apartment | Period | years | 20 | 20 | 20 | 20 | 20 | 20 | 20 | 20 | 20 | 20 | 20 | 20 | 20 | 20 | 20 | 20 | 20 | 20 | 20 | 20 | 20 | 20 | 20 | 20 | 20 | 20 | 20 | 20 | 20
2050 | Heat Infrastructure | Individual boilers | Oil Boiler, Existing SFH | Investment | M€/1000 Units | 4.82 | 5.01 | 4.1 | 4.21 | 4.33 | 4.23 | 5 | 4.25 | 4.85 | 4.87 | 4.88 | 4.34 | 4.19 | 4.74 | 4.63 | 4.17 | 4.17 | 4.72 | 4.3 | 4.8 | 4.19 | 4.26 | 4.12 | 4.25 | 4.37 | 4.53 | 4.96 | 4.59 | 4.61
2050 | Heat Infrastructure | Individual boilers | Oil Boiler, Existing SFH | O&M | % of inv. | 4.28 | 4.28 | 4.28 | 4.28 | 4.28 | 4.28 | 4.28 | 4.28 | 4.28 | 4.28 | 4.28 | 4.28 | 4.28 | 4.28 | 4.28 | 4.28 | 4.28 | 4.28 | 4.28 | 4.28 | 4.28 | 4.28 | 4.28 | 4.28 | 4.28 | 4.28 | 4.28 | 4.28 | 4.28
2050 | Heat Infrastructure | Individual boilers | Oil Boiler, Existing SFH | Period | years | 20 | 20 | 20 | 20 | 20 | 20 | 20 | 20 | 20 | 20 | 20 | 20 | 20 | 20 | 20 | 20 | 20 | 20 | 20 | 20 | 20 | 20 | 20 | 20 | 20 | 20 | 20 | 20 | 20
2050 | Heat Infrastructure | Individual boilers | Oil Boiler, New Apartment | Investment | M€/1000 Units | 22.65 | 23.53 | 19.25 | 19.78 | 20.34 | 19.9 | 23.5 | 19.97 | 22.77 | 22.9 | 22.95 | 20.42 | 19.69 | 22.28 | 21.78 | 19.6 | 19.58 | 22.2 | 20.19 | 22.58 | 19.71 | 20.01 | 19.35 | 19.97 | 20.56 | 21.29 | 23.33 | 21.58 | 21.65
2050 | Heat Infrastructure | Individual boilers | Oil Boiler, New Apartment | O&M | % of inv. | 2.03 | 2.03 | 2.03 | 2.03 | 2.03 | 2.03 | 2.03 | 2.03 | 2.03 | 2.03 | 2.03 | 2.03 | 2.03 | 2.03 | 2.03 | 2.03 | 2.03 | 2.03 | 2.03 | 2.03 | 2.03 | 2.03 | 2.03 | 2.03 | 2.03 | 2.03 | 2.03 | 2.03 | 2.03
2050 | Heat Infrastructure | Individual boilers | Oil Boiler, New Apartment | Period | years | 20 | 20 | 20 | 20 | 20 | 20 | 20 | 20 | 20 | 20 | 20 | 20 | 20 | 20 | 20 | 20 | 20 | 20 | 20 | 20 | 20 | 20 | 20 | 20 | 20 | 20 | 20 | 20 | 20
2050 | Heat Infrastructure | Individual boilers | Oil Boiler, New SFH | Investment | M€/1000 Units | 8.1 | 8.41 | 6.88 | 7.07 | 7.27 | 7.11 | 8.4 | 7.14 | 8.14 | 8.19 | 8.2 | 7.3 | 7.04 | 7.96 | 7.78 | 7.01 | 7 | 7.94 | 7.22 | 8.07 | 7.05 | 7.15 | 6.92 | 7.14 | 7.35 | 7.61 | 8.34 | 7.71 | 7.74
2050 | Heat Infrastructure | Individual boilers | Oil Boiler, New SFH | O&M | % of inv. | 2.5 | 2.5 | 2.5 | 2.5 | 2.5 | 2.5 | 2.5 | 2.5 | 2.5 | 2.5 | 2.5 | 2.5 | 2.5 | 2.5 | 2.5 | 2.5 | 2.5 | 2.5 | 2.5 | 2.5 | 2.5 | 2.5 | 2.5 | 2.5 | 2.5 | 2.5 | 2.5 | 2.5 | 2.5
2050 | Heat Infrastructure | Individual boilers | Oil Boiler, New SFH | Period | years | 20 | 20 | 20 | 20 | 20 | 20 | 20 | 20 | 20 | 20 | 20 | 20 | 20 | 20 | 20 | 20 | 20 | 20 | 20 | 20 | 20 | 20 | 20 | 20 | 20 | 20 | 20 | 20 | 20
2050 | Heat Infrastructure | Individual CHP | Hydrogen, LT PEMFC micro CHP | Investment | M€/1000 Units | 6 | 6 | 6 | 6 | 6 | 6 | 6 | 6 | 6 | 6 | 6 | 6 | 6 | 6 | 6 | 6 | 6 | 6 | 6 | 6 | 6 | 6 | 6 | 6 | 6 | 6 | 6 | 6 | 6
2050 | Heat Infrastructure | Individual CHP | Hydrogen, LT PEMFC micro CHP | O&M | % of inv. | 6.67 | 6.67 | 6.67 | 6.67 | 6.67 | 6.67 | 6.67 | 6.67 | 6.67 | 6.67 | 6.67 | 6.67 | 6.67 | 6.67 | 6.67 | 6.67 | 6.67 | 6.67 | 6.67 | 6.67 | 6.67 | 6.67 | 6.67 | 6.67 | 6.67 | 6.67 | 6.67 | 6.67 | 6.67
2050 | Heat Infrastructure | Individual CHP | Hydrogen, LT PEMFC micro CHP | Period | years | 20 | 20 | 20 | 20 | 20 | 20 | 20 | 20 | 20 | 20 | 20 | 20 | 20 | 20 | 20 | 20 | 20 | 20 | 20 | 20 | 20 | 20 | 20 | 20 | 20 | 20 | 20 | 20 | 20
2050 | Heat Infrastructure | Individual CHP | Ngas Micro CHP | Investment | M€/1000 Units | 2.6 | 2.6 | 2.6 | 2.6 | 2.6 | 2.6 | 2.6 | 2.6 | 2.6 | 2.6 | 2.6 | 2.6 | 2.6 | 2.6 | 2.6 | 2.6 | 2.6 | 2.6 | 2.6 | 2.6 | 2.6 | 2.6 | 2.6 | 2.6 | 2.6 | 2.6 | 2.6 | 2.6 | 2.6
2050 | Heat Infrastructure | Individual CHP | Ngas Micro CHP | Period | years | 10 | 10 | 10 | 10 | 10 | 10 | 10 | 10 | 10 | 10 | 10 | 10 | 10 | 10 | 10 | 10 | 10 | 10 | 10 | 10 | 10 | 10 | 10 | 10 | 10 | 10 | 10 | 10 | 10
2050 | Heat Infrastructure | Individual CHP | Ngas/Biogas, SOFC micro CHP | Investment | M€/1000 Units | 11 | 11 | 11 | 11 | 11 | 11 | 11 | 11 | 11 | 11 | 11 | 11 | 11 | 11 | 11 | 11 | 11 | 11 | 11 | 11 | 11 | 11 | 11 | 11 | 11 | 11 | 11 | 11 | 11
2050 | Heat Infrastructure | Individual CHP | Ngas/Biogas, SOFC micro CHP | O&M | % of inv. | 5 | 5 | 5 | 5 | 5 | 5 | 5 | 5 | 5 | 5 | 5 | 5 | 5 | 5 | 5 | 5 | 5 | 5 | 5 | 5 | 5 | 5 | 5 | 5 | 5 | 5 | 5 | 5 | 5
2050 | Heat Infrastructure | Individual CHP | Ngas/Biogas, SOFC micro CHP | Period | years | 20 | 20 | 20 | 20 | 20 | 20 | 20 | 20 | 20 | 20 | 20 | 20 | 20 | 20 | 20 | 20 | 20 | 20 | 20 | 20 | 20 | 20 | 20 | 20 | 20 | 20 | 20 | 20 | 20
2050 | Heat Infrastructure | Individual CHP | Ngas/Methane, LT PEMFC micro CHP | Investment | M€/1000 Units | 7 | 7 | 7 | 7 | 7 | 7 | 7 | 7 | 7 | 7 | 7 | 7 | 7 | 7 | 7 | 7 | 7 | 7 | 7 | 7 | 7 | 7 | 7 | 7 | 7 | 7 | 7 | 7 | 7
2050 | Heat Infrastructure | Individual CHP | Ngas/Methane, LT PEMFC micro CHP | O&M | % of inv. | 6.43 | 6.43 | 6.43 | 6.43 | 6.43 | 6.43 | 6.43 | 6.43 | 6.43 | 6.43 | 6.43 | 6.43 | 6.43 | 6.43 | 6.43 | 6.43 | 6.43 | 6.43 | 6.43 | 6.43 | 6.43 | 6.43 | 6.43 | 6.43 | 6.43 | 6.43 | 6.43 | 6.43 | 6.43
2050 | Heat Infrastructure | Individual CHP | Ngas/Methane, LT PEMFC micro CHP | Period | years | 20 | 20 | 20 | 20 | 20 | 20 | 20 | 20 | 20 | 20 | 20 | 20 | 20 | 20 | 20 | 20 | 20 | 20 | 20 | 20 | 20 | 20 | 20 | 20 | 20 | 20 | 20 | 20 | 20
2050 | Heat Infrastructure | Individual Heat Pumps | Air-to-air HP, Existing SFH | Investment | M€/1000 s | 1.74 | 1.8 | 1.47 | 1.52 | 1.56 | 1.52 | 1.8 | 1.53 | 1.74 | 1.75 | 1.76 | 1.56 | 1.51 | 1.71 | 1.67 | 1.5 | 1.5 | 1.7 | 1.55 | 1.73 | 1.51 | 1.53 | 1.48 | 1.53 | 1.57 | 1.63 | 1.79 | 1.65 | 1.66
2050 | Heat Infrastructure | Individual Heat Pumps | Air-to-air HP, Existing SFH | O&M | % of inv. | 9.22 | 9.22 | 9.22 | 9.22 | 9.22 | 9.22 | 9.22 | 9.22 | 9.22 | 9.22 | 9.22 | 9.22 | 9.22 | 9.22 | 9.22 | 9.22 | 9.22 | 9.22 | 9.22 | 9.22 | 9.22 | 9.22 | 9.22 | 9.22 | 9.22 | 9.22 | 9.22 | 9.22 | 9.22
2050 | Heat Infrastructure | Individual Heat Pumps | Air-to-air HP, Existing SFH | Period | years | 10 | 10 | 10 | 10 | 10 | 10 | 10 | 10 | 10 | 10 | 10 | 10 | 10 | 10 | 10 | 10 | 10 | 10 | 10 | 10 | 10 | 10 | 10 | 10 | 10 | 10 | 10 | 10 | 10
2050 | Heat Infrastructure | Individual Heat Pumps | Air-to-air HP, New SFH | Investment | M€/1000 s | 1.64 | 1.7 | 1.39 | 1.43 | 1.47 | 1.44 | 1.7 | 1.44 | 1.65 | 1.66 | 1.66 | 1.48 | 1.42 | 1.61 | 1.58 | 1.42 | 1.42 | 1.61 | 1.46 | 1.63 | 1.43 | 1.45 | 1.4 | 1.44 | 1.49 | 1.54 | 1.69 | 1.56 | 1.57
2050 | Heat Infrastructure | Individual Heat Pumps | Air-to-air HP, New SFH | O&M | % of inv. | 9.76 | 9.76 | 9.76 | 9.76 | 9.76 | 9.76 | 9.76 | 9.76 | 9.76 | 9.76 | 9.76 | 9.76 | 9.76 | 9.76 | 9.76 | 9.76 | 9.76 | 9.76 | 9.76 | 9.76 | 9.76 | 9.76 | 9.76 | 9.76 | 9.76 | 9.76 | 9.76 | 9.76 | 9.76
2050 | Heat Infrastructure | Individual Heat Pumps | Air-to-air HP, New SFH | Period | years | 10 | 10 | 10 | 10 | 10 | 10 | 10 | 10 | 10 | 10 | 10 | 10 | 10 | 10 | 10 | 10 | 10 | 10 | 10 | 10 | 10 | 10 | 10 | 10 | 10 | 10 | 10 | 10 | 10
2050 | Heat Infrastructure | Individual Heat Pumps | Air-to-water HP, Existing MFH | Investment | M€/1000 s | 109.9 | 114.16 | 93.38 | 95.98 | 98.68 | 96.55 | 114 | 96.86 | 110.47 | 111.09 | 111.35 | 99.04 | 95.51 | 108.08 | 105.64 | 95.1 | 94.99 | 107.72 | 97.95 | 109.53 | 95.61 | 97.07 | 93.85 | 96.86 | 99.72 | 103.3 | 113.17 | 104.7 | 105.02
2050 | Heat Infrastructure | Individual Heat Pumps | Air-to-water HP, Existing MFH | O&M | % of inv. | 0.67 | 0.67 | 0.67 | 0.67 | 0.67 | 0.67 | 0.67 | 0.67 | 0.67 | 0.67 | 0.67 | 0.67 | 0.67 | 0.67 | 0.67 | 0.67 | 0.67 | 0.67 | 0.67 | 0.67 | 0.67 | 0.67 | 0.67 | 0.67 | 0.67 | 0.67 | 0.67 | 0.67 | 0.67
2050 | Heat Infrastructure | Individual Heat Pumps | Air-to-water HP, Existing MFH | Period | years | 20 | 20 | 20 | 20 | 20 | 20 | 20 | 20 | 20 | 20 | 20 | 20 | 20 | 20 | 20 | 20 | 20 | 20 | 20 | 20 | 20 | 20 | 20 | 20 | 20 | 20 | 20 | 20 | 20
2050 | Heat Infrastructure | Individual Heat Pumps | Air-to-water HP, Existing SFH | Investment | M€/1000 s | 7.33 | 7.61 | 6.23 | 6.4 | 6.58 | 6.44 | 7.6 | 6.46 | 7.36 | 7.41 | 7.42 | 6.6 | 6.37 | 7.21 | 7.04 | 6.34 | 6.33 | 7.18 | 6.53 | 7.3 | 6.37 | 6.47 | 6.26 | 6.46 | 6.65 | 6.89 | 7.54 | 6.98 | 7
2050 | Heat Infrastructure | Individual Heat Pumps | Air-to-water HP, Existing SFH | O&M | % of inv. | 2.22 | 2.22 | 2.22 | 2.22 | 2.22 | 2.22 | 2.22 | 2.22 | 2.22 | 2.22 | 2.22 | 2.22 | 2.22 | 2.22 | 2.22 | 2.22 | 2.22 | 2.22 | 2.22 | 2.22 | 2.22 | 2.22 | 2.22 | 2.22 | 2.22 | 2.22 | 2.22 | 2.22 | 2.22
2050 | Heat Infrastructure | Individual Heat Pumps | Air-to-water HP, Existing SFH | Period | years | 15 | 15 | 15 | 15 | 15 | 15 | 15 | 15 | 15 | 15 | 15 | 15 | 15 | 15 | 15 | 15 | 15 | 15 | 15 | 15 | 15 | 15 | 15 | 15 | 15 | 15 | 15 | 15 | 15
2050 | Heat Infrastructure | Individual Heat Pumps | Air-to-water HP, New MFH | Investment | M€/1000 s | 54.95 | 57.08 | 46.69 | 47.99 | 49.34 | 48.27 | 57 | 48.43 | 55.23 | 55.55 | 55.68 | 49.52 | 47.76 | 54.04 | 52.82 | 47.55 | 47.5 | 53.86 | 48.98 | 54.77 | 47.81 | 48.53 | 46.92 | 48.43 | 49.86 | 51.65 | 56.58 | 52.35 | 52.51
2050 | Heat Infrastructure | Individual Heat Pumps | Air-to-water HP, New MFH | O&M | % of inv. | 1.34 | 1.34 | 1.34 | 1.34 | 1.34 | 1.34 | 1.34 | 1.34 | 1.34 | 1.34 | 1.34 | 1.34 | 1.34 | 1.34 | 1.34 | 1.34 | 1.34 | 1.34 | 1.34 | 1.34 | 1.34 | 1.34 | 1.34 | 1.34 | 1.34 | 1.34 | 1.34 | 1.34 | 1.34
2050 | Heat Infrastructure | Individual Heat Pumps | Air-to-water HP, New MFH | Period | years | 20 | 20 | 20 | 20 | 20 | 20 | 20 | 20 | 20 | 20 | 20 | 20 | 20 | 20 | 20 | 20 | 20 | 20 | 20 | 20 | 20 | 20 | 20 | 20 | 20 | 20 | 20 | 20 | 20
2050 | Heat Infrastructure | Individual Heat Pumps | Air-to-water HP, New SFH | Investment | M€/1000 s | 4.82 | 5.01 | 4.1 | 4.21 | 4.33 | 4.23 | 5 | 4.25 | 4.85 | 4.87 | 4.88 | 4.34 | 4.19 | 4.74 | 4.63 | 4.17 | 4.17 | 4.72 | 4.3 | 4.8 | 4.19 | 4.26 | 4.12 | 4.25 | 4.37 | 4.53 | 4.96 | 4.59 | 4.61
2050 | Heat Infrastructure | Individual Heat Pumps | Air-to-water HP, New SFH | O&M | % of inv. | 3.04 | 3.04 | 3.04 | 3.04 | 3.04 | 3.04 | 3.04 | 3.04 | 3.04 | 3.04 | 3.04 | 3.04 | 3.04 | 3.04 | 3.04 | 3.04 | 3.04 | 3.04 | 3.04 | 3.04 | 3.04 | 3.04 | 3.04 | 3.04 | 3.04 | 3.04 | 3.04 | 3.04 | 3.04
2050 | Heat Infrastructure | Individual Heat Pumps | Air-to-water HP, New SFH | Period | years | 15 | 15 | 15 | 15 | 15 | 15 | 15 | 15 | 15 | 15 | 15 | 15 | 15 | 15 | 15 | 15 | 15 | 15 | 15 | 15 | 15 | 15 | 15 | 15 | 15 | 15 | 15 | 15 | 15
2050 | Heat Infrastructure | Individual Heat Pumps | Gound-source HP, Existing MFH | Investment | M€/1000 s | 194.73 | 202.28 | 165.47 | 170.07 | 174.85 | 171.08 | 202 | 171.63 | 195.74 | 196.85 | 197.31 | 175.5 | 169.24 | 191.51 | 187.18 | 168.5 | 168.32 | 190.86 | 173.56 | 194.09 | 169.42 | 172 | 166.29 | 171.63 | 176.69 | 183.04 | 200.53 | 185.53 | 186.08
2050 | Heat Infrastructure | Individual Heat Pumps | Gound-source HP, Existing MFH | O&M | % of inv. | 0.38 | 0.38 | 0.38 | 0.38 | 0.38 | 0.38 | 0.38 | 0.38 | 0.38 | 0.38 | 0.38 | 0.38 | 0.38 | 0.38 | 0.38 | 0.38 | 0.38 | 0.38 | 0.38 | 0.38 | 0.38 | 0.38 | 0.38 | 0.38 | 0.38 | 0.38 | 0.38 | 0.38 | 0.38
2050 | Heat Infrastructure | Individual Heat Pumps | Gound-source HP, Existing MFH | Period | years | 20 | 20 | 20 | 20 | 20 | 20 | 20 | 20 | 20 | 20 | 20 | 20 | 20 | 20 | 20 | 20 | 20 | 20 | 20 | 20 | 20 | 20 | 20 | 20 | 20 | 20 | 20 | 20 | 20
2050 | Heat Infrastructure | Individual Heat Pumps | Gound-source HP, Existing SFH | Investment | M€/1000 s | 11.57 | 12.02 | 9.83 | 10.1 | 10.39 | 10.16 | 12 | 10.2 | 11.63 | 11.69 | 11.72 | 10.43 | 10.05 | 11.38 | 11.12 | 10.01 | 10 | 11.34 | 10.31 | 11.53 | 10.06 | 10.22 | 9.88 | 10.2 | 10.5 | 10.87 | 11.91 | 11.02 | 11.05
2050 | Heat Infrastructure | Individual Heat Pumps | Gound-source HP, Existing SFH | O&M | % of inv. | 1.26 | 1.26 | 1.26 | 1.26 | 1.26 | 1.26 | 1.26 | 1.26 | 1.26 | 1.26 | 1.26 | 1.26 | 1.26 | 1.26 | 1.26 | 1.26 | 1.26 | 1.26 | 1.26 | 1.26 | 1.26 | 1.26 | 1.26 | 1.26 | 1.26 | 1.26 | 1.26 | 1.26 | 1.26
2050 | Heat Infrastructure | Individual Heat Pumps | Gound-source HP, Existing SFH | Period | years | 15 | 15 | 15 | 15 | 15 | 15 | 15 | 15 | 15 | 15 | 15 | 15 | 15 | 15 | 15 | 15 | 15 | 15 | 15 | 15 | 15 | 15 | 15 | 15 | 15 | 15 | 15 | 15 | 15
2050 | Heat Infrastructure | Individual Heat Pumps | Gound-source HP, New MFH | Investment | M€/1000 s | 69.41 | 72.1 | 58.98 | 60.62 | 62.32 | 60.98 | 72 | 61.18 | 69.77 | 70.16 | 70.33 | 62.55 | 60.32 | 68.26 | 66.72 | 60.06 | 59.99 | 68.03 | 61.86 | 69.18 | 60.39 | 61.31 | 59.27 | 61.18 | 62.98 | 65.24 | 71.48 | 66.13 | 66.33
2050 | Heat Infrastructure | Individual Heat Pumps | Gound-source HP, New MFH | O&M | % of inv. | 1.06 | 1.06 | 1.06 | 1.06 | 1.06 | 1.06 | 1.06 | 1.06 | 1.06 | 1.06 | 1.06 | 1.06 | 1.06 | 1.06 | 1.06 | 1.06 | 1.06 | 1.06 | 1.06 | 1.06 | 1.06 | 1.06 | 1.06 | 1.06 | 1.06 | 1.06 | 1.06 | 1.06 | 1.06
2050 | Heat Infrastructure | Individual Heat Pumps | Gound-source HP, New MFH | Period | years | 20 | 20 | 20 | 20 | 20 | 20 | 20 | 20 | 20 | 20 | 20 | 20 | 20 | 20 | 20 | 20 | 20 | 20 | 20 | 20 | 20 | 20 | 20 | 20 | 20 | 20 | 20 | 20 | 20
2050 | Heat Infrastructure | Individual Heat Pumps | Gound-source HP, New SFH | Investment | M€/1000 s | 8.68 | 9.01 | 7.37 | 7.58 | 7.79 | 7.62 | 9 | 7.65 | 8.72 | 8.77 | 8.79 | 7.82 | 7.54 | 8.53 | 8.34 | 7.51 | 7.5 | 8.5 | 7.73 | 8.65 | 7.55 | 7.66 | 7.41 | 7.65 | 7.87 | 8.16 | 8.93 | 8.27 | 8.29
2050 | Heat Infrastructure | Individual Heat Pumps | Gound-source HP, New SFH | O&M | % of inv. | 1.68 | 1.68 | 1.68 | 1.68 | 1.68 | 1.68 | 1.68 | 1.68 | 1.68 | 1.68 | 1.68 | 1.68 | 1.68 | 1.68 | 1.68 | 1.68 | 1.68 | 1.68 | 1.68 | 1.68 | 1.68 | 1.68 | 1.68 | 1.68 | 1.68 | 1.68 | 1.68 | 1.68 | 1.68
2050 | Heat Infrastructure | Individual Heat Pumps | Gound-source HP, New SFH | Period | years | 20 | 20 | 20 | 20 | 20 | 20 | 20 | 20 | 20 | 20 | 20 | 20 | 20 | 20 | 20 | 20 | 20 | 20 | 20 | 20 | 20 | 20 | 20 | 20 | 20 | 20 | 20 | 20 | 20
2050 | Heat Infrastructure | Individual Heat Pumps | Ventilation HP, New MFH | Investment | M€/1000 s | 54.95 | 57.08 | 46.69 | 47.99 | 49.34 | 48.27 | 57 | 48.43 | 55.23 | 55.55 | 55.68 | 49.52 | 47.76 | 54.04 | 52.82 | 47.55 | 47.5 | 53.86 | 48.98 | 54.77 | 47.81 | 48.53 | 46.92 | 48.43 | 49.86 | 51.65 | 56.58 | 52.35 | 52.51
2050 | Heat Infrastructure | Individual Heat Pumps | Ventilation HP, New MFH | O&M | % of inv. | 1.34 | 1.34 | 1.34 | 1.34 | 1.34 | 1.34 | 1.34 | 1.34 | 1.34 | 1.34 | 1.34 | 1.34 | 1.34 | 1.34 | 1.34 | 1.34 | 1.34 | 1.34 | 1.34 | 1.34 | 1.34 | 1.34 | 1.34 | 1.34 | 1.34 | 1.34 | 1.34 | 1.34 | 1.34
2050 | Heat Infrastructure | Individual Heat Pumps | Ventilation HP, New MFH | Period | years | 15 | 15 | 15 | 15 | 15 | 15 | 15 | 15 | 15 | 15 | 15 | 15 | 15 | 15 | 15 | 15 | 15 | 15 | 15 | 15 | 15 | 15 | 15 | 15 | 15 | 15 | 15 | 15 | 15
2050 | Heat Infrastructure | Individual Heat Pumps | Ventilation HP, New SFH | Investment | M€/1000 s | 1.45 | 1.5 | 1.23 | 1.26 | 1.3 | 1.27 | 1.5 | 1.27 | 1.45 | 1.46 | 1.47 | 1.3 | 1.26 | 1.42 | 1.39 | 1.25 | 1.25 | 1.42 | 1.29 | 1.44 | 1.26 | 1.28 | 1.23 | 1.27 | 1.31 | 1.36 | 1.49 | 1.38 | 1.38
2050 | Heat Infrastructure | Individual Heat Pumps | Ventilation HP, New SFH | O&M | % of inv. | 9.94 | 9.94 | 9.94 | 9.94 | 9.94 | 9.94 | 9.94 | 9.94 | 9.94 | 9.94 | 9.94 | 9.94 | 9.94 | 9.94 | 9.94 | 9.94 | 9.94 | 9.94 | 9.94 | 9.94 | 9.94 | 9.94 | 9.94 | 9.94 | 9.94 | 9.94 | 9.94 | 9.94 | 9.94
2050 | Heat Infrastructure | Individual Heat Pumps | Ventilation HP, New SFH | Period | years | 15 | 15 | 15 | 15 | 15 | 15 | 15 | 15 | 15 | 15 | 15 | 15 | 15 | 15 | 15 | 15 | 15 | 15 | 15 | 15 | 15 | 15 | 15 | 15 | 15 | 15 | 15 | 15 | 15
2050 | Heat Infrastructure | Individual electric heating | New SFH | Investment | M€/1000 Units | 2.97 | 3 | 2.86 | 2.88 | 2.9 | 2.89 | 3 | 2.89 | 2.98 | 2.98 | 2.98 | 2.9 | 2.88 | 2.96 | 2.94 | 2.88 | 2.87 | 2.96 | 2.89 | 2.97 | 2.88 | 2.89 | 2.87 | 2.89 | 2.91 | 2.93 | 2.99 | 2.94 | 2.94
2050 | Heat Infrastructure | Individual electric heating | New SFH | O&M | % of inv. | 0.8 | 0.8 | 0.8 | 0.8 | 0.8 | 0.8 | 0.8 | 0.8 | 0.8 | 0.8 | 0.8 | 0.8 | 0.8 | 0.8 | 0.8 | 0.8 | 0.8 | 0.8 | 0.8 | 0.8 | 0.8 | 0.8 | 0.8 | 0.8 | 0.8 | 0.8 | 0.8 | 0.8 | 0.8
2050 | Heat Infrastructure | Individual electric heating | New SFH | Period | years | 30 | 30 | 30 | 30 | 30 | 30 | 30 | 30 | 30 | 30 | 30 | 30 | 30 | 30 | 30 | 30 | 30 | 30 | 30 | 30 | 30 | 30 | 30 | 30 | 30 | 30 | 30 | 30 | 30
2050 | Heat Infrastructure | Individual solar thermal | Average | Investment | M€/TWh/year | 1222.24 | 1233.75 | 1177.57 | 1184.59 | 1191.89 | 1186.14 | 1233.33 | 1186.98 | 1223.78 | 1225.47 | 1226.17 | 1192.88 | 1183.33 | 1217.32 | 1210.72 | 1182.2 | 1181.92 | 1216.34 | 1189.93 | 1221.25 | 1183.61 | 1187.54 | 1178.83 | 1186.98 | 1194.7 | 1204.4 | 1231.09 | 1208.19 | 1209.03
2050 | Heat Infrastructure | Individual solar thermal | Average | O&M | % of inv. | 1.68 | 1.68 | 1.68 | 1.68 | 1.68 | 1.68 | 1.68 | 1.68 | 1.68 | 1.68 | 1.68 | 1.68 | 1.68 | 1.68 | 1.68 | 1.68 | 1.68 | 1.68 | 1.68 | 1.68 | 1.68 | 1.68 | 1.68 | 1.68 | 1.68 | 1.68 | 1.68 | 1.68 | 1.68
2050 | Heat Infrastructure | Individual solar thermal | Average | Period | years | 30 | 30 | 30 | 30 | 30 | 30 | 30 | 30 | 30 | 30 | 30 | 30 | 30 | 30 | 30 | 30 | 30 | 30 | 30 | 30 | 30 | 30 | 30 | 30 | 30 | 30 | 30 | 30 | 30
2050 | Additional - Cooling Units | Chillers | Air-cooled chillers < 400 kW, Residential and service sector | Investment | M€/MWe | 0.38 | 0.43 | 0.22 | 0.25 | 0.28 | 0.25 | 0.42 | 0.26 | 0.39 | 0.4 | 0.4 | 0.28 | 0.24 | 0.37 | 0.34 | 0.24 | 0.24 | 0.36 | 0.27 | 0.38 | 0.25 | 0.26 | 0.23 | 0.26 | 0.29 | 0.32 | 0.42 | 0.33 | 0.34
2050 | Additional - Cooling Units | Chillers | Air-cooled chillers < 400 kW, Residential and service sector | O&M | % of inv. | 4 | 4 | 4 | 4 | 4 | 4 | 4 | 4 | 4 | 4 | 4 | 4 | 4 | 4 | 4 | 4 | 4 | 4 | 4 | 4 | 4 | 4 | 4 | 4 | 4 | 4 | 4 | 4 | 4
2050 | Additional - Cooling Units | Chillers | Air-cooled chillers < 400 kW, Residential and service sector | Period | years | 15 | 15 | 15 | 15 | 15 | 15 | 15 | 15 | 15 | 15 | 15 | 15 | 15 | 15 | 15 | 15 | 15 | 15 | 15 | 15 | 15 | 15 | 15 | 15 | 15 | 15 | 15 | 15 | 15
2050 | Additional - Cooling Units | Chillers | Air-cooled chillers > 400 kW, Service sector | Investment | M€/MWe | 0.29 | 0.32 | 0.17 | 0.19 | 0.21 | 0.19 | 0.32 | 0.19 | 0.29 | 0.3 | 0.3 | 0.21 | 0.18 | 0.28 | 0.26 | 0.18 | 0.18 | 0.27 | 0.2 | 0.29 | 0.18 | 0.2 | 0.17 | 0.19 | 0.22 | 0.24 | 0.31 | 0.25 | 0.25
2050 | Additional - Cooling Units | Chillers | Air-cooled chillers > 400 kW, Service sector | O&M | % of inv. | 4 | 4 | 4 | 4 | 4 | 4 | 4 | 4 | 4 | 4 | 4 | 4 | 4 | 4 | 4 | 4 | 4 | 4 | 4 | 4 | 4 | 4 | 4 | 4 | 4 | 4 | 4 | 4 | 4
2050 | Additional - Cooling Units | Chillers | Air-cooled chillers > 400 kW, Service sector | Period | years | 20 | 20 | 20 | 20 | 20 | 20 | 20 | 20 | 20 | 20 | 20 | 20 | 20 | 20 | 20 | 20 | 20 | 20 | 20 | 20 | 20 | 20 | 20 | 20 | 20 | 20 | 20 | 20 | 20
2050 | Additional - Cooling Units | Chillers | Water-cooled chillers < 400 kW, Residential and service sector | Investment | M€/MWe | 0.21 | 0.23 | 0.12 | 0.14 | 0.15 | 0.14 | 0.23 | 0.14 | 0.21 | 0.22 | 0.22 | 0.15 | 0.13 | 0.2 | 0.19 | 0.13 | 0.13 | 0.2 | 0.15 | 0.21 | 0.13 | 0.14 | 0.13 | 0.14 | 0.16 | 0.18 | 0.23 | 0.18 | 0.18
2050 | Additional - Cooling Units | Chillers | Water-cooled chillers < 400 kW, Residential and service sector | O&M | % of inv. | 4 | 4 | 4 | 4 | 4 | 4 | 4 | 4 | 4 | 4 | 4 | 4 | 4 | 4 | 4 | 4 | 4 | 4 | 4 | 4 | 4 | 4 | 4 | 4 | 4 | 4 | 4 | 4 | 4
2050 | Additional - Cooling Units | Chillers | Water-cooled chillers < 400 kW, Residential and service sector | Period | years | 15 | 15 | 15 | 15 | 15 | 15 | 15 | 15 | 15 | 15 | 15 | 15 | 15 | 15 | 15 | 15 | 15 | 15 | 15 | 15 | 15 | 15 | 15 | 15 | 15 | 15 | 15 | 15 | 15
2050 | Additional - Cooling Units | Chillers | Water-cooled chillers > 400 kW, Service sector | Investment | M€/MWe | 0.2 | 0.22 | 0.12 | 0.13 | 0.14 | 0.13 | 0.22 | 0.14 | 0.2 | 0.21 | 0.21 | 0.15 | 0.13 | 0.19 | 0.18 | 0.13 | 0.13 | 0.19 | 0.14 | 0.2 | 0.13 | 0.14 | 0.12 | 0.14 | 0.15 | 0.17 | 0.22 | 0.18 | 0.18
2050 | Additional - Cooling Units | Chillers | Water-cooled chillers > 400 kW, Service sector | O&M | % of inv. | 4 | 4 | 4 | 4 | 4 | 4 | 4 | 4 | 4 | 4 | 4 | 4 | 4 | 4 | 4 | 4 | 4 | 4 | 4 | 4 | 4 | 4 | 4 | 4 | 4 | 4 | 4 | 4 | 4
2050 | Additional - Cooling Units | Chillers | Water-cooled chillers > 400 kW, Service sector | Period | years | 20 | 20 | 20 | 20 | 20 | 20 | 20 | 20 | 20 | 20 | 20 | 20 | 20 | 20 | 20 | 20 | 20 | 20 | 20 | 20 | 20 | 20 | 20 | 20 | 20 | 20 | 20 | 20 | 20
2050 | Additional - Cooling Units | Movable Units | Movable units, Residential and service sector | Investment | M€/MWe | 0.23 | 0.25 | 0.13 | 0.15 | 0.16 | 0.15 | 0.25 | 0.15 | 0.23 | 0.23 | 0.24 | 0.16 | 0.14 | 0.22 | 0.2 | 0.14 | 0.14 | 0.21 | 0.16 | 0.23 | 0.14 | 0.15 | 0.13 | 0.15 | 0.17 | 0.19 | 0.25 | 0.2 | 0.2
2050 | Additional - Cooling Units | Movable Units | Movable units, Residential and service sector | O&M | % of inv. | 0 | 0 | 0 | 0 | 0 | 0 | 0 | 0 | 0 | 0 | 0 | 0 | 0 | 0 | 0 | 0 | 0 | 0 | 0 | 0 | 0 | 0 | 0 | 0 | 0 | 0 | 0 | 0 | 0
2050 | Additional - Cooling Units | Movable Units | Movable units, Residential and service sector | Period | years | 10 | 10 | 10 | 10 | 10 | 10 | 10 | 10 | 10 | 10 | 10 | 10 | 10 | 10 | 10 | 10 | 10 | 10 | 10 | 10 | 10 | 10 | 10 | 10 | 10 | 10 | 10 | 10 | 10
2050 | Additional - Cooling Units | Split systems | Split < 5 kW, Residential and service sector | Investment | M€/MWe | 0.68 | 0.76 | 0.4 | 0.44 | 0.49 | 0.45 | 0.75 | 0.46 | 0.69 | 0.7 | 0.71 | 0.5 | 0.43 | 0.65 | 0.61 | 0.43 | 0.43 | 0.65 | 0.48 | 0.68 | 0.44 | 0.46 | 0.41 | 0.46 | 0.51 | 0.57 | 0.74 | 0.59 | 0.6
2050 | Additional - Cooling Units | Split systems | Split < 5 kW, Residential and service sector | O&M | % of inv. | 4.01 | 4.01 | 4.01 | 4.01 | 4.01 | 4.01 | 4.01 | 4.01 | 4.01 | 4.01 | 4.01 | 4.01 | 4.01 | 4.01 | 4.01 | 4.01 | 4.01 | 4.01 | 4.01 | 4.01 | 4.01 | 4.01 | 4.01 | 4.01 | 4.01 | 4.01 | 4.01 | 4.01 | 4.01
2050 | Additional - Cooling Units | Split systems | Split < 5 kW, Residential and service sector | Period | years | 12 | 12 | 12 | 12 | 12 | 12 | 12 | 12 | 12 | 12 | 12 | 12 | 12 | 12 | 12 | 12 | 12 | 12 | 12 | 12 | 12 | 12 | 12 | 12 | 12 | 12 | 12 | 12 | 12
2050 | Additional - Cooling Units | Split systems | Split > 5 kW, Residential and service sector | Investment | M€/MWe | 0.33 | 0.37 | 0.19 | 0.21 | 0.24 | 0.22 | 0.36 | 0.22 | 0.33 | 0.34 | 0.34 | 0.24 | 0.21 | 0.31 | 0.29 | 0.21 | 0.21 | 0.31 | 0.23 | 0.33 | 0.21 | 0.22 | 0.2 | 0.22 | 0.24 | 0.27 | 0.36 | 0.29 | 0.29
2050 | Additional - Cooling Units | Split systems | Split > 5 kW, Residential and service sector | O&M | % of inv. | 4.01 | 4.01 | 4.01 | 4.01 | 4.01 | 4.01 | 4.01 | 4.01 | 4.01 | 4.01 | 4.01 | 4.01 | 4.01 | 4.01 | 4.01 | 4.01 | 4.01 | 4.01 | 4.01 | 4.01 | 4.01 | 4.01 | 4.01 | 4.01 | 4.01 | 4.01 | 4.01 | 4.01 | 4.01
2050 | Additional - Cooling Units | Split systems | Split > 5 kW, Residential and service sector | Period | years | 15 | 15 | 15 | 15 | 15 | 15 | 15 | 15 | 15 | 15 | 15 | 15 | 15 | 15 | 15 | 15 | 15 | 15 | 15 | 15 | 15 | 15 | 15 | 15 | 15 | 15 | 15 | 15 | 15
2050 | Additional - Cooling Units | Rooftop and packaged units | Rooftop and packaged units | Investment | M€/MWe | 0.58 | 0.64 | 0.34 | 0.38 | 0.42 | 0.38 | 0.64 | 0.39 | 0.59 | 0.6 | 0.6 | 0.42 | 0.37 | 0.55 | 0.52 | 0.36 | 0.36 | 0.55 | 0.4 | 0.58 | 0.37 | 0.39 | 0.34 | 0.39 | 0.43 | 0.48 | 0.63 | 0.5 | 0.51
2050 | Additional - Cooling Units | Rooftop and packaged units | Rooftop and packaged units | O&M | % of inv. | 4 | 4 | 4 | 4 | 4 | 4 | 4 | 4 | 4 | 4 | 4 | 4 | 4 | 4 | 4 | 4 | 4 | 4 | 4 | 4 | 4 | 4 | 4 | 4 | 4 | 4 | 4 | 4 | 4
2050 | Additional - Cooling Units | Rooftop and packaged units | Rooftop and packaged units | Period | years | 15 | 15 | 15 | 15 | 15 | 15 | 15 | 15 | 15 | 15 | 15 | 15 | 15 | 15 | 15 | 15 | 15 | 15 | 15 | 15 | 15 | 15 | 15 | 15 | 15 | 15 | 15 | 15 | 15
2050 | Additional - Cooling Units | VRF units | Residential and service sector | Investment | M€/MWe | 1.09 | 1.21 | 0.64 | 0.71 | 0.78 | 0.72 | 1.21 | 0.73 | 1.11 | 1.13 | 1.13 | 0.79 | 0.7 | 1.04 | 0.98 | 0.68 | 0.68 | 1.03 | 0.76 | 1.08 | 0.7 | 0.74 | 0.65 | 0.73 | 0.81 | 0.91 | 1.19 | 0.95 | 0.96
2050 | Additional - Cooling Units | VRF units | Residential and service sector | O&M | % of inv. | 4 | 4 | 4 | 4 | 4 | 4 | 4 | 4 | 4 | 4 | 4 | 4 | 4 | 4 | 4 | 4 | 4 | 4 | 4 | 4 | 4 | 4 | 4 | 4 | 4 | 4 | 4 | 4 | 4
2050 | Additional - Cooling Units | VRF units | Residential and service sector | Period | years | 15 | 15 | 15 | 15 | 15 | 15 | 15 | 15 | 15 | 15 | 15 | 15 | 15 | 15 | 15 | 15 | 15 | 15 | 15 | 15 | 15 | 15 | 15 | 15 | 15 | 15 | 15 | 15 | 15
2050 | Additional - Cooling Units | Absorption units | Water-LiBr Absorption chillers (steam heated), Industry and District Cooling | Investment | M€/MWe | 0.19 | 0.21 | 0.11 | 0.13 | 0.14 | 0.13 | 0.21 | 0.13 | 0.2 | 0.2 | 0.2 | 0.14 | 0.12 | 0.19 | 0.17 | 0.12 | 0.12 | 0.18 | 0.14 | 0.19 | 0.12 | 0.13 | 0.12 | 0.13 | 0.14 | 0.16 | 0.21 | 0.17 | 0.17
2050 | Additional - Cooling Units | Absorption units | Water-LiBr Absorption chillers (steam heated), Industry and District Cooling | O&M | % of inv. | 4 | 4 | 4 | 4 | 4 | 4 | 4 | 4 | 4 | 4 | 4 | 4 | 4 | 4 | 4 | 4 | 4 | 4 | 4 | 4 | 4 | 4 | 4 | 4 | 4 | 4 | 4 | 4 | 4
2050 | Additional - Cooling Units | Absorption units | Water-LiBr Absorption chillers (steam heated), Industry and District Cooling | Period | years | 25 | 25 | 25 | 25 | 25 | 25 | 25 | 25 | 25 | 25 | 25 | 25 | 25 | 25 | 25 | 25 | 25 | 25 | 25 | 25 | 25 | 25 | 25 | 25 | 25 | 25 | 25 | 25 | 25
2050 | Additional | District heating substation | District heating substation for building, combined indirect and direct connected | Investment | M€/1000 units | 1.5911 | 1.674 |  |  |  | 1.3113 | 1.7 |  | 1.5985 | 1.6245 | 1.5886 |  | 1.2878 |  | 1.5378 |  |  |  |  | 1.601 | 1.2965 |  | 1.2507 |  |  | 1.4524 | 1.653 | 1.5576 | 1.4995
2050 | Additional | District heating substation | District heating substation for building, combined indirect and direct connected | O&M | % of inv. | 2.4706 | 2.4706 | 2.4706 | 2.4706 | 2.4706 | 2.4706 | 2.4706 | 2.4706 | 2.4706 | 2.4706 | 2.4706 | 2.4706 | 2.4706 | 2.4706 | 2.4706 | 2.4706 | 2.4706 | 2.4706 | 2.4706 | 2.4706 | 2.4706 | 2.4706 | 2.4706 | 2.4706 | 2.4706 | 2.4706 | 2.4706 | 2.4706 | 2.4706
2050 | Additional | District heating substation | District heating substation for building, combined indirect and direct connected | Period | years | 25 | 25 | 25 | 25 | 25 | 25 | 25 | 25 | 25 | 25 | 25 | 25 | 25 | 25 | 25 | 25 | 25 | 25 | 25 | 25 | 25 | 25 | 25 | 25 | 25 | 25 | 25 | 25 | 25

## Fuel_Prices
Region | Fuel | Base | High | Low
- | NGas | 9.3 | 12.3 | 5.7
- | Wood pellets | 9.6 | 11 | 7.7
- | Coal | 2.4 | 3.6 | 2.4
- | Crude Oil | 12.1 | 25.8 | 7.6
AT | Wood chips | 8.3 | 10.2 | 6.2
AT | Straw | 7.9 | 9.4 | 6.2
BE | Wood chips | 8.5 | 10.4 | 6.3
BE | Straw | 8.3 | 9.7 | 6.5
BG | Wood chips | 7.9 | 9.8 | 5.7
BG | Straw | 6.5 | 7.9 | 4.7
HR | Wood chips | 8 | 9.9 | 5.8
HR | Straw | 6.8 | 8.2 | 5
CY | Wood chips | 8.1 | 10 | 5.9
CY | Straw | 7.1 | 8.5 | 5.3
CZ | Wood chips | 8 | 9.9 | 5.8
CZ | Straw | 6.8 | 8.2 | 5
DK | Wood chips | 8.5 | 10.4 | 6.3
DK | Straw | 8.4 | 9.8 | 6.6
EU28 | Wood chips | 8.2 | 10.1 | 6
EU28 | Straw | 7.4 | 8.8 | 5.6
EE | Wood chips | 8 | 9.9 | 5.8
EE | Straw | 6.8 | 8.3 | 5
FI | Wood chips | 8.4 | 10.3 | 6.2
FI | Straw | 8 | 9.4 | 6.2
FR | Wood chips | 8.4 | 10.3 | 6.2
FR | Straw | 8.1 | 9.5 | 6.3
DE | Wood chips | 8.3 | 10.2 | 6.2
DE | Straw | 7.9 | 9.4 | 6.1
EL | Wood chips | 8 | 9.9 | 5.8
EL | Straw | 7 | 8.5 | 5.2
HU | Wood chips | 7.9 | 9.8 | 5.7
HU | Straw | 6.7 | 8.1 | 4.9
IE | Wood chips | 8.3 | 10.2 | 6.1
IE | Straw | 7.8 | 9.3 | 6
IT | Wood chips | 8.3 | 10.2 | 6.1
IT | Straw | 7.7 | 9.2 | 5.9
LV | Wood chips | 7.9 | 9.8 | 5.7
LV | Straw | 6.7 | 8.1 | 4.9
LT | Wood chips | 7.9 | 9.8 | 5.7
LT | Straw | 6.6 | 8.1 | 4.9
LU | Wood chips | 8.4 | 10.3 | 6.2
LU | Straw | 8.1 | 9.6 | 6.4
MT | Wood chips | 8 | 9.9 | 5.8
MT | Straw | 7 | 8.4 | 5.2
NL | Wood chips | 8.4 | 10.3 | 6.2
NL | Straw | 8 | 9.4 | 6.2
NO | Wood chips | 8.7 | 10.6 | 6.5
NO | Straw | 8.9 | 10.3 | 7.1
PL | Wood chips | 7.9 | 9.8 | 5.8
PL | Straw | 6.7 | 8.2 | 4.9
PT | Wood chips | 8 | 9.9 | 5.8
PT | Straw | 7 | 8.4 | 5.2
RO | Wood chips | 7.9 | 9.8 | 5.7
RO | Straw | 6.5 | 8 | 4.8
SK | Wood chips | 8 | 9.9 | 5.8
SK | Straw | 6.8 | 8.2 | 5
SI | Wood chips | 8.1 | 10 | 5.9
SI | Straw | 7.1 | 8.5 | 5.3
ES | Wood chips | 8.2 | 10.1 | 6
ES | Straw | 7.4 | 8.8 | 5.6
SE | Wood chips | 8.4 | 10.3 | 6.2
SE | Straw | 8.2 | 9.6 | 6.4
UK | Wood chips | 8.3 | 10.2 | 6.1
UK | Straw | 7.8 | 9.3 | 6