## Table of contents (hidden)
This project has received funding from the European Union's Horizon 2020 research and innovation programme under grant agreement No. 695989.
Deliverable 6.XX: Scenario smth smth
Data annex
Table of content:
1. README |  | Final data set |  | XX.08.2018
2. Consolidated Data Table
3. Country data |  | Important Note: The calculations have been conducted using the EnergyPLAN model. A detailed description of the methodology and assumptions is available in the "Heat Roadmap Europe: D6.XX: XXXXXXXXXXXXXXXXXXXXXXXXXXXXX report. See: http://www.heatroadmap.eu/deliverables.php
3.1 Data for figures
4. HRE14 aggregated data
| Authors: |  | Miguel Chang, Uni Petersen, Susana Paardekooper, Rasmus Lund
(Aalborg University)
| Contact: |  | Rasmus Lund
Aalborg University ‒ Copenhagen Campus
A.C. Meyers Vænge 15
2450 Copenhagen
Denmark
E-mail: rlund@plan.aau.dk
info@heatroadmap.eu
Heat Roadmap Europe website: www.heatroadmap.eu
| Deliverable No. |  | 6.XX: XX - Data Annex
© 2017
This project has received funding from the European Union's Horizon 2020 research and innovation programme under grant agreement No. 695989. The sole responsibility for the content of this document lies with the authors. It does not necessarily reflect the opinion of the funding authorities. The funding authorities are not responsible for any use that may be made of the information contained therein.

## 1. README
1. README
Background information
This workbook is designed to transform output files (in *.txt format) generated by EnergyPLAN and consolidate them in a tabular format and in pivot charts (see Dashboard tab). The data transforms and cleanup procedures are performed using PowerQuery, an add-in tool for MS Excel (only supported on Windows). A detailed overview of these procedures and the code behind them can be accessed by loading "Queries & Connections" under the "Data" tab, and loading the "Advance Editor" for each item.
The default data and results presented here correspond to the Scenarios developed in EnergyPLAN for WP 6 of the Heat Roadmap Europe project. These consist of 4 scenarios (Baseline-2015, Baseline-2050, Decarbonized 2050, Heat Roadmap 2050) for each of the 14 core HRE member states considered.
Instructions & Definitions
Before loading the data into this workbook, a few steps are required:
1. | The input text files for EnergyPLAN need to be stored in a single folder directory.
2. | Similarly, output text files generated by EnergyPLAN (or copied and saved from the clipboard) need to be stored in a single folder directory. This can be stored in the same folder as the input files.
3. | The output textfiles should follow a common naming nomenclurature starting with the word "Output", followed by the country/region 2-letter abbreviation, and ending in the Scenario name. These 3 items should be separated by a space delimiter. Similarly, the input files must follow the same approach but without the "Output " prefix.
E.g. "Output DK BaselineScenario.txt" and "DK Ref-2050.txt"; for output and input files respectively.
4. | The folder directories below need to be defined to located the input and output files, respectively:
Input files folder
C:\Sync\HRE4 AAU Internal\HRE4 Internal WP6 - Scenarios\Modelling\Scenarios\Revised scenarios v2\Input
Output files folder
C:\Sync\HRE4 AAU Internal\HRE4 Internal WP6 - Scenarios\Modelling\Scenarios\Revised scenarios v2\Output
5. | Press Ctrl+Alt+F5 to update the data connections in the consolidated table, Pivot tables and Dashboard charts.
Alternatively, click "Refresh All" under the Data ribbon tab.
6. | Start exploring :)
Tab overview:
1. | README: You are here!
2. | Consolidated Results: Presents EnergyPLANs output in a normalized tabular data format, including different aggregation levels.
3. | Pivot tables: Summary tables with different aggregations levels and results of interest, based on the consolidated data table.
4. | Dashboard: Displays charts for each of the summary pivot tables.
Known issues:
- | The data connections in PowerQuery's editor are specified to read textfiles with tab delimitation.
- | Locale settings in the transform procedures use comma as the decimal separator.
- | Data transforms consider output textfiles from EnergyPLAN v.13.3. These outputs are known to be different in prior versions.
- | Power Query might not work until specifiying the approapiate Query privacy settings:
ie. File > Option & Settings > Query Options > Privacy > “Always ignore Privacy Level settings”
Country List
Results are reported for all EU28 countries, however, data quality is best for the 14 HRE core countries. See country scope below.
ID | Country | Group
AT | Austria | Core countries
BE | Belgium | Core countries
BG | Bulgaria | Nice to have
HR | Croatia | Nice to have
CY | Cyprus | Nice to have
CZ | Czech Republic | Core countries
DK | Denmark | Nice to have
EE | Estonia | Nice to have
FI | Finland | Core countries
FR | France | Core countries
DE | Germany | Core countries
EL | Greece | Nice to have
HU | Hungary | Core countries
IE | Ireland | Nice to have
IT | Italy | Core countries
LV | Latvia | Nice to have
LT | Lithuania | Nice to have
LU | Luxembourg | Nice to have
MT | Malta | Nice to have
NL | Netherlands | Core countries
PL | Poland | Core countries
PT | Portugal | Nice to have
RO | Romania | Core countries
SK | Slovakia | Nice to have
SI | Slovenia | Nice to have
ES | Spain | Core countries
SE | Sweden | Core countries
UK | United Kingdom | Core countries
HRE14 | HRE14 Total | Core countries
EU28 | EU28 Total | Nice to have
Scenarios
Results for each country are comprised of the following scenarios:
Scenario | Description
BL 2015 | Baseline 2015
BL 2050 | Baseline 2050
CD 2050 | Conventionally decarbonized
HRE 2050 | Heat Roadmap Europe
CD Savings | Conv. Decarbonisation w/ built environment savings

## 2. Consolidated Results
2. Consolidated Data Table
Country | Scenario | DataType | Category | SourceType | Source | Unit | Value
AT | BL 2015 | Output | PES | Fossil Fuel | Coal | TWh/year | 41.61
AT | BL 2015 | Output | PES | Fossil Fuel | Oil | TWh/year | 136.67
AT | BL 2015 | Output | PES | Fossil Fuel | Natural gas | TWh/year | 96.74
AT | BL 2015 | Output | PES | Nuclear | Nuclear | TWh/year | 0
AT | BL 2015 | Output | PES | RES | Biomass | TWh/year | 32.39
AT | BL 2015 | Output | PES | RES | Hydro | TWh/year | 38.22
AT | BL 2015 | Output | PES | RES | Wind | TWh/year | 1.79
AT | BL 2015 | Output | PES | RES | Solar elec. | TWh/year | 0.11
AT | BL 2015 | Output | PES | RES | Geothermal elec. | TWh/year | 0
AT | BL 2015 | Output | PES | RES | Solar heat | TWh/year | 1.29
AT | BL 2015 | Output | PES | RES | Wave & tidal | TWh/year | 0
AT | BL 2015 | Output | PES | Trade | Export/Import | TWh/year | 0
AT | BL 2015 | Output | Emissions | Energy and industry | CO2-emissions | Mt | 70.493
AT | BL 2015 | Output | Electricity production | Thermal | Condensing power plants | TWh/year | 4.9
AT | BL 2015 | Output | Electricity production | Thermal | CHP plants (incl. waste) | TWh/year | 13.3
AT | BL 2015 | Output | Electricity production | Thermal | Industrial CHP | TWh/year | 5.85
AT | BL 2015 | Output | Electricity production | Nuclear | Nuclear power plants | TWh/year | 0
AT | BL 2015 | Output | Electricity production | RES | Geothermal power plants | TWh/year | 0
AT | BL 2015 | Output | Electricity production | RES | Onshore wind | TWh/year | 1.79
AT | BL 2015 | Output | Electricity production | RES | Offshore wind | TWh/year | 0
AT | BL 2015 | Output | Electricity production | RES | Photovoltaic | TWh/year | 0.11
AT | BL 2015 | Output | Electricity production | RES | Concentrated solar plants | TWh/year | 0
AT | BL 2015 | Output | Electricity production | RES | Wave & tidal | TWh/year | 0
AT | BL 2015 | Output | Electricity production | RES | Dammed hydro | TWh/year | 18.47
AT | BL 2015 | Output | Electricity production | RES | River hydro | TWh/year | 21.69
AT | BL 2015 | Output | Electricity production | Trade | Net import (+) / export (-) | TWh/year | 0
AT | BL 2015 | Output | Heat supply | Individual heating | Electric heating | TWh/year | 7.25
AT | BL 2015 | Output | Heat supply | Individual heating | Heat pumps | TWh/year | 0.63
AT | BL 2015 | Output | Heat supply | Individual heating | Boilers | TWh/year | 44.66
AT | BL 2015 | Output | Heat supply | Individual heating | Solar thermal | TWh/year | 1.28
AT | BL 2015 | Output | Heat supply | District heating | CHP plants | TWh/year | 16.38
AT | BL 2015 | Output | Heat supply | District heating | Fuel boilers | TWh/year | 6.21
AT | BL 2015 | Output | Heat supply | District heating | Electric boilers | TWh/year | 0
AT | BL 2015 | Output | Heat supply | District heating | Waste | TWh/year | 0.36
AT | BL 2015 | Output | Heat supply | District heating | Heat pumps | TWh/year | 0.02
AT | BL 2015 | Output | Heat supply | District heating | Industrial excess & waste incineration | TWh/year | 0.29
AT | BL 2015 | Output | Costs | Fuel | Fuel excl. natural gas exchange | M EUR | 7839
AT | BL 2015 | Output | Costs | Fuel | Natural gas exchange costs | M EUR | 3239
AT | BL 2015 | Output | Costs | Operation & Maintenance | Marginal operation costs | M EUR | 71
AT | BL 2015 | Output | Costs | Operation & Maintenance | Electricity exchange | M EUR | 0
AT | BL 2015 | Output | Costs | CO2 | CO2 emission costs | M EUR | 395
AT | BL 2015 | Output | Costs | Operation & Maintenance | Fixed operation costs | M EUR | 2280
AT | BL 2015 | Output | Costs | Annual investment | Annual investment costs | M EUR | 10004
AT | BL 2015 | Output | Annualised investment cost | Heating | DH - Solar thermal | M EUR | 0
AT | BL 2015 | Output | Annualised investment cost | Heating | DH - Combined heat & power | M EUR | 152
AT | BL 2015 | Output | Annualised investment cost | Heating | DH - Heat pumps | M EUR | 0
AT | BL 2015 | Output | Annualised investment cost | Heating | DH - Thermal storage | M EUR | 5
AT | BL 2015 | Output | Annualised investment cost | Heating | DH - Fuel & electric boilers | M EUR | 212
AT | BL 2015 | Output | Annualised investment cost | Electricity | Power plants | M EUR | 210
AT | BL 2015 | Output | Annualised investment cost | Electricity | Onshore wind | M EUR | 55
AT | BL 2015 | Output | Annualised investment cost | Electricity | Offshore wind | M EUR | 0
AT | BL 2015 | Output | Annualised investment cost | Electricity | Photovoltaic | M EUR | 7
AT | BL 2015 | Output | Annualised investment cost | Electricity | Other var. RES | M EUR | 0
AT | BL 2015 | Output | Annualised investment cost | Electricity | Hydro | M EUR | 1726
AT | BL 2015 | Output | Annualised investment cost | Electricity | Nuclear plants | M EUR | 0
AT | BL 2015 | Output | Annualised investment cost | Electricity | Geothermal | M EUR | 0
AT | BL 2015 | Output | Annualised investment cost | Liquid & gas fuel plants | Electrolyser | M EUR | 0
AT | BL 2015 | Output | Annualised investment cost | Liquid & gas fuel plants | Hydrogen Storage | M EUR | 0
AT | BL 2015 | Output | Annualised investment cost | Electricity | Pump | M EUR | 0
AT | BL 2015 | Output | Annualised investment cost | Electricity | Turbine | M EUR | 0
AT | BL 2015 | Output | Annualised investment cost | Electricity | Pump Storage | M EUR | 0
AT | BL 2015 | Output | Annualised investment cost | Heating | Indv. boilers | M EUR | 980
AT | BL 2015 | Output | Annualised investment cost | Heating | Indv. CHP | M EUR | 0
AT | BL 2015 | Output | Annualised investment cost | Heating | Indv. heat pumps | M EUR | 36
AT | BL 2015 | Output | Annualised investment cost | Heating | Indv. electric heat | M EUR | 70
AT | BL 2015 | Output | Annualised investment cost | Heating | Indv. solar thermal | M EUR | 121
AT | BL 2015 | Output | Annualised investment cost | Liquid & gas fuel plants | BioGas Upgrade | M EUR | 0
AT | BL 2015 | Output | Annualised investment cost | Liquid & gas fuel plants | Gasification Upgrade | M EUR | 0
AT | BL 2015 | Output | Annualised investment cost | Heating | DH - Waste incineration | M EUR | 7
AT | BL 2015 | Output | Annualised investment cost | Liquid & gas fuel plants | Biogas Plant | M EUR | 0
AT | BL 2015 | Output | Annualised investment cost | Liquid & gas fuel plants | Gasification Plant | M EUR | 0
AT | BL 2015 | Output | Annualised investment cost | Liquid & gas fuel plants | BioDiesel Plant | M EUR | 119
AT | BL 2015 | Output | Annualised investment cost | Liquid & gas fuel plants | BioPetrol Plant | M EUR | 18
AT | BL 2015 | Output | Annualised investment cost | Liquid & gas fuel plants | BioJPPlant | M EUR | 0
AT | BL 2015 | Output | Annualised investment cost | Electricity | Concentrated solar plants | M EUR | 0
AT | BL 2015 | Output | Annualised investment cost | Liquid & gas fuel plants | Carbon Recycling | M EUR | 0
AT | BL 2015 | Output | Annualised investment cost | Liquid & gas fuel plants | JP Synthesis | M EUR | 0
AT | BL 2015 | Output | Annualised investment cost | Liquid & gas fuel plants | Methanation (CO2) | M EUR | 0
AT | BL 2015 | Output | Annualised investment cost | Water | Water desalination & storage | M EUR | 0
AT | BL 2015 | Output | Annualised investment cost | Liquid & gas fuel plants | Gas Storage | M EUR | 0
AT | BL 2015 | Output | Annualised investment cost | Liquid & gas fuel plants | Oil Storage | M EUR | 0
AT | BL 2015 | Output | Annualised investment cost | Liquid & gas fuel plants | Methanol Storage | M EUR | 0
AT | BL 2015 | Output | Annualised investment cost | Electricity | Interconnection | M EUR | 0
AT | BL 2015 | Output | Annualised investment cost | Heating | DH - Geothermal | M EUR | 3
AT | BL 2015 | Output | Annualised investment cost | Heating | DH - Industrial excess | M EUR | 0
AT | BL 2015 | Output | Annualised investment cost | Electricity | Indust. CHP Electr. | M EUR | 19
AT | BL 2015 | Output | Annualised investment cost | Heating | Indust. CHP Heat | M EUR | 0
AT | BL 2015 | Output | Annualised investment cost | Road vehicles | Vehicles | M EUR | 0
AT | BL 2015 | Output | Annualised investment cost | Heating | Estimated electricity grid reinforcement | M EUR | 0
AT | BL 2015 | Output | Annualised investment cost | Cooling | Cooling savings | M EUR | 10
AT | BL 2015 | Output | Annualised investment cost | Cooling | District cooling pipes | M EUR | 0
AT | BL 2015 | Output | Annualised investment cost | Cooling | Individual cooling | M EUR | 21
AT | BL 2015 | Output | Annualised investment cost | Cooling | District cooling | M EUR | 0
AT | BL 2015 | Output | Annualised investment cost | Heating | District heating substations | M EUR | 0
AT | BL 2015 | Output | Annualised investment cost | Heating | Heat savings | M EUR | 6019
AT | BL 2015 | Output | Annualised investment cost | Heating | District heating pipes | M EUR | 216
AT | BL 2015 | Output | Installed capacity | Heating | DH - Waste incineration | MWth | 41
AT | BL 2015 | Output | Installed capacity | Heating | DH - Solar thermal | MWth | 9
AT | BL 2015 | Output | Installed capacity | Heating | Indv. heat pumps | MWth | 182
AT | BL 2015 | Output | Installed capacity | Heating | Indv. boilers | MWth | 16042.3529
AT | BL 2015 | Output | Installed capacity | Cooling | Indv. cooling | MWe | 121.2121
AT | BL 2015 | Output | Installed capacity | Cooling | District cooling - chillers | MWth | 0
AT | BL 2015 | Output | Fuel individual boilers | Indiviual Boilers | Coal | TWh/year | 0.95
AT | BL 2015 | Output | Fuel individual boilers | Indiviual Boilers | Oil | TWh/year | 20.81
AT | BL 2015 | Output | Fuel individual boilers | Indiviual Boilers | Ngas | TWh/year | 21.46
AT | BL 2015 | Output | Fuel individual boilers | Indiviual Boilers | Biomass | TWh/year | 12.05
AT | BL 2050 | Output | PES | Fossil Fuel | Coal | TWh/year | 46.45
AT | BL 2050 | Output | PES | Fossil Fuel | Oil | TWh/year | 58.17
AT | BL 2050 | Output | PES | Fossil Fuel | Natural gas | TWh/year | 39.17
AT | BL 2050 | Output | PES | Nuclear | Nuclear | TWh/year | 0
AT | BL 2050 | Output | PES | RES | Biomass | TWh/year | 54.77
AT | BL 2050 | Output | PES | RES | Hydro | TWh/year | 49.18
AT | BL 2050 | Output | PES | RES | Wind | TWh/year | 38.91
AT | BL 2050 | Output | PES | RES | Solar elec. | TWh/year | 4.52
AT | BL 2050 | Output | PES | RES | Geothermal elec. | TWh/year | 5.98
AT | BL 2050 | Output | PES | RES | Solar heat | TWh/year | 1.1
AT | BL 2050 | Output | PES | RES | Wave & tidal | TWh/year | 0
AT | BL 2050 | Output | PES | Trade | Export/Import | TWh/year | -4.1
AT | BL 2050 | Output | Emissions | Energy and industry | CO2-emissions | Mt | 39.792
AT | BL 2050 | Output | Electricity production | Thermal | Condensing power plants | TWh/year | 11.14
AT | BL 2050 | Output | Electricity production | Thermal | CHP plants (incl. waste) | TWh/year | 10.24
AT | BL 2050 | Output | Electricity production | Thermal | Industrial CHP | TWh/year | 0
AT | BL 2050 | Output | Electricity production | Nuclear | Nuclear power plants | TWh/year | 0
AT | BL 2050 | Output | Electricity production | RES | Geothermal power plants | TWh/year | 5.98
AT | BL 2050 | Output | Electricity production | RES | Onshore wind | TWh/year | 38.91
AT | BL 2050 | Output | Electricity production | RES | Offshore wind | TWh/year | 0
AT | BL 2050 | Output | Electricity production | RES | Photovoltaic | TWh/year | 4.52
AT | BL 2050 | Output | Electricity production | RES | Concentrated solar plants | TWh/year | 0
AT | BL 2050 | Output | Electricity production | RES | Wave & tidal | TWh/year | 0
AT | BL 2050 | Output | Electricity production | RES | Dammed hydro | TWh/year | 26.1
AT | BL 2050 | Output | Electricity production | RES | River hydro | TWh/year | 23.16
AT | BL 2050 | Output | Electricity production | Trade | Net import (+) / export (-) | TWh/year | -4.1
AT | BL 2050 | Output | Heat supply | Individual heating | Electric heating | TWh/year | 6.55
AT | BL 2050 | Output | Heat supply | Individual heating | Heat pumps | TWh/year | 4.41
AT | BL 2050 | Output | Heat supply | Individual heating | Boilers | TWh/year | 21.47
AT | BL 2050 | Output | Heat supply | Individual heating | Solar thermal | TWh/year | 0
AT | BL 2050 | Output | Heat supply | District heating | CHP plants | TWh/year | 11.52
AT | BL 2050 | Output | Heat supply | District heating | Fuel boilers | TWh/year | 15.05
AT | BL 2050 | Output | Heat supply | District heating | Electric boilers | TWh/year | 0
AT | BL 2050 | Output | Heat supply | District heating | Waste | TWh/year | 0.23
AT | BL 2050 | Output | Heat supply | District heating | Heat pumps | TWh/year | 0.02
AT | BL 2050 | Output | Heat supply | District heating | Industrial excess & waste incineration | TWh/year | 0.19
AT | BL 2050 | Output | Costs | Fuel | Fuel excl. natural gas exchange | M EUR | 5051
AT | BL 2050 | Output | Costs | Fuel | Natural gas exchange costs | M EUR | 1311
AT | BL 2050 | Output | Costs | Operation & Maintenance | Marginal operation costs | M EUR | 180
AT | BL 2050 | Output | Costs | Operation & Maintenance | Electricity exchange | M EUR | 0
AT | BL 2050 | Output | Costs | CO2 | CO2 emission costs | M EUR | 1731
AT | BL 2050 | Output | Costs | Operation & Maintenance | Fixed operation costs | M EUR | 3177
AT | BL 2050 | Output | Costs | Annual investment | Annual investment costs | M EUR | 12373
AT | BL 2050 | Output | Annualised investment cost | Heating | DH - Solar thermal | M EUR | 17
AT | BL 2050 | Output | Annualised investment cost | Heating | DH - Combined heat & power | M EUR | 199
AT | BL 2050 | Output | Annualised investment cost | Heating | DH - Heat pumps | M EUR | 0
AT | BL 2050 | Output | Annualised investment cost | Heating | DH - Thermal storage | M EUR | 16
AT | BL 2050 | Output | Annualised investment cost | Heating | DH - Fuel & electric boilers | M EUR | 316
AT | BL 2050 | Output | Annualised investment cost | Electricity | Power plants | M EUR | 954
AT | BL 2050 | Output | Annualised investment cost | Electricity | Onshore wind | M EUR | 879
AT | BL 2050 | Output | Annualised investment cost | Electricity | Offshore wind | M EUR | 0
AT | BL 2050 | Output | Annualised investment cost | Electricity | Photovoltaic | M EUR | 130
AT | BL 2050 | Output | Annualised investment cost | Electricity | Other var. RES | M EUR | 0
AT | BL 2050 | Output | Annualised investment cost | Electricity | Hydro | M EUR | 2202
AT | BL 2050 | Output | Annualised investment cost | Electricity | Nuclear plants | M EUR | 0
AT | BL 2050 | Output | Annualised investment cost | Electricity | Geothermal | M EUR | 142
AT | BL 2050 | Output | Annualised investment cost | Liquid & gas fuel plants | Electrolyser | M EUR | 28
AT | BL 2050 | Output | Annualised investment cost | Liquid & gas fuel plants | Hydrogen Storage | M EUR | 39
AT | BL 2050 | Output | Annualised investment cost | Electricity | Pump | M EUR | 0
AT | BL 2050 | Output | Annualised investment cost | Electricity | Turbine | M EUR | 0
AT | BL 2050 | Output | Annualised investment cost | Electricity | Pump Storage | M EUR | 0
AT | BL 2050 | Output | Annualised investment cost | Heating | Indv. boilers | M EUR | 386
AT | BL 2050 | Output | Annualised investment cost | Heating | Indv. CHP | M EUR | 0
AT | BL 2050 | Output | Annualised investment cost | Heating | Indv. heat pumps | M EUR | 190
AT | BL 2050 | Output | Annualised investment cost | Heating | Indv. electric heat | M EUR | 66
AT | BL 2050 | Output | Annualised investment cost | Heating | Indv. solar thermal | M EUR | 0
AT | BL 2050 | Output | Annualised investment cost | Liquid & gas fuel plants | BioGas Upgrade | M EUR | 0
AT | BL 2050 | Output | Annualised investment cost | Liquid & gas fuel plants | Gasification Upgrade | M EUR | 0
AT | BL 2050 | Output | Annualised investment cost | Heating | DH - Waste incineration | M EUR | 4
AT | BL 2050 | Output | Annualised investment cost | Liquid & gas fuel plants | Biogas Plant | M EUR | 0
AT | BL 2050 | Output | Annualised investment cost | Liquid & gas fuel plants | Gasification Plant | M EUR | 0
AT | BL 2050 | Output | Annualised investment cost | Liquid & gas fuel plants | BioDiesel Plant | M EUR | 15
AT | BL 2050 | Output | Annualised investment cost | Liquid & gas fuel plants | BioPetrol Plant | M EUR | 7
AT | BL 2050 | Output | Annualised investment cost | Liquid & gas fuel plants | BioJPPlant | M EUR | 0
AT | BL 2050 | Output | Annualised investment cost | Electricity | Concentrated solar plants | M EUR | 0
AT | BL 2050 | Output | Annualised investment cost | Liquid & gas fuel plants | Carbon Recycling | M EUR | 0
AT | BL 2050 | Output | Annualised investment cost | Liquid & gas fuel plants | JP Synthesis | M EUR | 0
AT | BL 2050 | Output | Annualised investment cost | Liquid & gas fuel plants | Methanation (CO2) | M EUR | 0
AT | BL 2050 | Output | Annualised investment cost | Water | Water desalination & storage | M EUR | 0
AT | BL 2050 | Output | Annualised investment cost | Liquid & gas fuel plants | Gas Storage | M EUR | 0
AT | BL 2050 | Output | Annualised investment cost | Liquid & gas fuel plants | Oil Storage | M EUR | 0
AT | BL 2050 | Output | Annualised investment cost | Liquid & gas fuel plants | Methanol Storage | M EUR | 0
AT | BL 2050 | Output | Annualised investment cost | Electricity | Interconnection | M EUR | 0
AT | BL 2050 | Output | Annualised investment cost | Heating | DH - Geothermal | M EUR | 3
AT | BL 2050 | Output | Annualised investment cost | Heating | DH - Industrial excess | M EUR | 0
AT | BL 2050 | Output | Annualised investment cost | Electricity | Indust. CHP Electr. | M EUR | 0
AT | BL 2050 | Output | Annualised investment cost | Heating | Indust. CHP Heat | M EUR | 0
AT | BL 2050 | Output | Annualised investment cost | Road vehicles | Vehicles | M EUR | 0
AT | BL 2050 | Output | Annualised investment cost | Heating | Estimated electricity grid reinforcement | M EUR | 0
AT | BL 2050 | Output | Annualised investment cost | Cooling | Cooling savings | M EUR | 10
AT | BL 2050 | Output | Annualised investment cost | Cooling | District cooling pipes | M EUR | 0
AT | BL 2050 | Output | Annualised investment cost | Cooling | Individual cooling | M EUR | 395
AT | BL 2050 | Output | Annualised investment cost | Cooling | District cooling | M EUR | 0
AT | BL 2050 | Output | Annualised investment cost | Heating | District heating substations | M EUR | 143
AT | BL 2050 | Output | Annualised investment cost | Heating | Heat savings | M EUR | 6019
AT | BL 2050 | Output | Annualised investment cost | Heating | District heating pipes | M EUR | 216
AT | BL 2050 | Output | Installed capacity | Heating | DH - Waste incineration | MWth | 26
AT | BL 2050 | Output | Installed capacity | Heating | DH - Solar thermal | MWth | 766
AT | BL 2050 | Output | Installed capacity | Heating | Indv. heat pumps | MWth | 1249.5
AT | BL 2050 | Output | Installed capacity | Heating | Indv. boilers | MWth | 8056.4706
AT | BL 2050 | Output | Installed capacity | Cooling | Indv. cooling | MWe | 1563.1818
AT | BL 2050 | Output | Installed capacity | Cooling | District cooling - chillers | MWth | 0
AT | BL 2050 | Output | Fuel individual boilers | Indiviual Boilers | Coal | TWh/year | 0
AT | BL 2050 | Output | Fuel individual boilers | Indiviual Boilers | Oil | TWh/year | 0
AT | BL 2050 | Output | Fuel individual boilers | Indiviual Boilers | Ngas | TWh/year | 20.83
AT | BL 2050 | Output | Fuel individual boilers | Indiviual Boilers | Biomass | TWh/year | 2.62
AT | CD Savings | Output | PES | Fossil Fuel | Coal | TWh/year | 1.56
AT | CD Savings | Output | PES | Fossil Fuel | Oil | TWh/year | 10.94
AT | CD Savings | Output | PES | Fossil Fuel | Natural gas | TWh/year | 34.72
AT | CD Savings | Output | PES | Nuclear | Nuclear | TWh/year | 0
AT | CD Savings | Output | PES | RES | Biomass | TWh/year | 138.51
AT | CD Savings | Output | PES | RES | Hydro | TWh/year | 48.41
AT | CD Savings | Output | PES | RES | Wind | TWh/year | 86.36
AT | CD Savings | Output | PES | RES | Solar elec. | TWh/year | 53.61
AT | CD Savings | Output | PES | RES | Geothermal elec. | TWh/year | 3.94
AT | CD Savings | Output | PES | RES | Solar heat | TWh/year | 0.89
AT | CD Savings | Output | PES | RES | Wave & tidal | TWh/year | 0
AT | CD Savings | Output | PES | Trade | Export/Import | TWh/year | -17
AT | CD Savings | Output | Emissions | Energy and industry | CO2-emissions | Mt | 10.538
AT | CD Savings | Output | Electricity production | Thermal | Condensing power plants | TWh/year | 42.44
AT | CD Savings | Output | Electricity production | Thermal | CHP plants (incl. waste) | TWh/year | 9.44
AT | CD Savings | Output | Electricity production | Thermal | Industrial CHP | TWh/year | 0
AT | CD Savings | Output | Electricity production | Nuclear | Nuclear power plants | TWh/year | 0
AT | CD Savings | Output | Electricity production | RES | Geothermal power plants | TWh/year | 3.94
AT | CD Savings | Output | Electricity production | RES | Onshore wind | TWh/year | 86.36
AT | CD Savings | Output | Electricity production | RES | Offshore wind | TWh/year | 0
AT | CD Savings | Output | Electricity production | RES | Photovoltaic | TWh/year | 53.61
AT | CD Savings | Output | Electricity production | RES | Concentrated solar plants | TWh/year | 0
AT | CD Savings | Output | Electricity production | RES | Wave & tidal | TWh/year | 0
AT | CD Savings | Output | Electricity production | RES | Dammed hydro | TWh/year | 29.53
AT | CD Savings | Output | Electricity production | RES | River hydro | TWh/year | 23.16
AT | CD Savings | Output | Electricity production | Trade | Net import (+) / export (-) | TWh/year | -17
AT | CD Savings | Output | Heat supply | Individual heating | Electric heating | TWh/year | 5.87
AT | CD Savings | Output | Heat supply | Individual heating | Heat pumps | TWh/year | 3.96
AT | CD Savings | Output | Heat supply | Individual heating | Boilers | TWh/year | 19.24
AT | CD Savings | Output | Heat supply | Individual heating | Solar thermal | TWh/year | 0
AT | CD Savings | Output | Heat supply | District heating | CHP plants | TWh/year | 13.52
AT | CD Savings | Output | Heat supply | District heating | Fuel boilers | TWh/year | 9.97
AT | CD Savings | Output | Heat supply | District heating | Electric boilers | TWh/year | 0
AT | CD Savings | Output | Heat supply | District heating | Waste | TWh/year | 0
AT | CD Savings | Output | Heat supply | District heating | Heat pumps | TWh/year | 0.02
AT | CD Savings | Output | Heat supply | District heating | Industrial excess & waste incineration | TWh/year | 0.19
AT | CD Savings | Output | Costs | Fuel | Fuel excl. natural gas exchange | M EUR | 5547
AT | CD Savings | Output | Costs | Fuel | Natural gas exchange costs | M EUR | 1162
AT | CD Savings | Output | Costs | Operation & Maintenance | Marginal operation costs | M EUR | 231
AT | CD Savings | Output | Costs | Operation & Maintenance | Electricity exchange | M EUR | 0
AT | CD Savings | Output | Costs | CO2 | CO2 emission costs | M EUR | 458
AT | CD Savings | Output | Costs | Operation & Maintenance | Fixed operation costs | M EUR | 5100
AT | CD Savings | Output | Costs | Annual investment | Annual investment costs | M EUR | 17251
AT | CD Savings | Output | Annualised investment cost | Heating | DH - Solar thermal | M EUR | 13
AT | CD Savings | Output | Annualised investment cost | Heating | DH - Combined heat & power | M EUR | 129
AT | CD Savings | Output | Annualised investment cost | Heating | DH - Heat pumps | M EUR | 0
AT | CD Savings | Output | Annualised investment cost | Heating | DH - Thermal storage | M EUR | 14
AT | CD Savings | Output | Annualised investment cost | Heating | DH - Fuel & electric boilers | M EUR | 156
AT | CD Savings | Output | Annualised investment cost | Electricity | Power plants | M EUR | 1598
AT | CD Savings | Output | Annualised investment cost | Electricity | Onshore wind | M EUR | 1951
AT | CD Savings | Output | Annualised investment cost | Electricity | Offshore wind | M EUR | 0
AT | CD Savings | Output | Annualised investment cost | Electricity | Photovoltaic | M EUR | 1545
AT | CD Savings | Output | Annualised investment cost | Electricity | Other var. RES | M EUR | 0
AT | CD Savings | Output | Annualised investment cost | Electricity | Hydro | M EUR | 2202
AT | CD Savings | Output | Annualised investment cost | Electricity | Nuclear plants | M EUR | 0
AT | CD Savings | Output | Annualised investment cost | Electricity | Geothermal | M EUR | 94
AT | CD Savings | Output | Annualised investment cost | Liquid & gas fuel plants | Electrolyser | M EUR | 362
AT | CD Savings | Output | Annualised investment cost | Liquid & gas fuel plants | Hydrogen Storage | M EUR | 502
AT | CD Savings | Output | Annualised investment cost | Electricity | Pump | M EUR | 0
AT | CD Savings | Output | Annualised investment cost | Electricity | Turbine | M EUR | 0
AT | CD Savings | Output | Annualised investment cost | Electricity | Pump Storage | M EUR | 0
AT | CD Savings | Output | Annualised investment cost | Heating | Indv. boilers | M EUR | 458
AT | CD Savings | Output | Annualised investment cost | Heating | Indv. CHP | M EUR | 0
AT | CD Savings | Output | Annualised investment cost | Heating | Indv. heat pumps | M EUR | 190
AT | CD Savings | Output | Annualised investment cost | Heating | Indv. electric heat | M EUR | 66
AT | CD Savings | Output | Annualised investment cost | Heating | Indv. solar thermal | M EUR | 0
AT | CD Savings | Output | Annualised investment cost | Liquid & gas fuel plants | BioGas Upgrade | M EUR | 4
AT | CD Savings | Output | Annualised investment cost | Liquid & gas fuel plants | Gasification Upgrade | M EUR | 0
AT | CD Savings | Output | Annualised investment cost | Heating | DH - Waste incineration | M EUR | 0
AT | CD Savings | Output | Annualised investment cost | Liquid & gas fuel plants | Biogas Plant | M EUR | 19
AT | CD Savings | Output | Annualised investment cost | Liquid & gas fuel plants | Gasification Plant | M EUR | 0
AT | CD Savings | Output | Annualised investment cost | Liquid & gas fuel plants | BioDiesel Plant | M EUR | 38
AT | CD Savings | Output | Annualised investment cost | Liquid & gas fuel plants | BioPetrol Plant | M EUR | 26
AT | CD Savings | Output | Annualised investment cost | Liquid & gas fuel plants | BioJPPlant | M EUR | 0
AT | CD Savings | Output | Annualised investment cost | Electricity | Concentrated solar plants | M EUR | 0
AT | CD Savings | Output | Annualised investment cost | Liquid & gas fuel plants | Carbon Recycling | M EUR | 21
AT | CD Savings | Output | Annualised investment cost | Liquid & gas fuel plants | JP Synthesis | M EUR | 0
AT | CD Savings | Output | Annualised investment cost | Liquid & gas fuel plants | Methanation (CO2) | M EUR | 25
AT | CD Savings | Output | Annualised investment cost | Water | Water desalination & storage | M EUR | 0
AT | CD Savings | Output | Annualised investment cost | Liquid & gas fuel plants | Gas Storage | M EUR | 0
AT | CD Savings | Output | Annualised investment cost | Liquid & gas fuel plants | Oil Storage | M EUR | 0
AT | CD Savings | Output | Annualised investment cost | Liquid & gas fuel plants | Methanol Storage | M EUR | 0
AT | CD Savings | Output | Annualised investment cost | Electricity | Interconnection | M EUR | 0
AT | CD Savings | Output | Annualised investment cost | Heating | DH - Geothermal | M EUR | 3
AT | CD Savings | Output | Annualised investment cost | Heating | DH - Industrial excess | M EUR | 0
AT | CD Savings | Output | Annualised investment cost | Electricity | Indust. CHP Electr. | M EUR | 0
AT | CD Savings | Output | Annualised investment cost | Heating | Indust. CHP Heat | M EUR | 0
AT | CD Savings | Output | Annualised investment cost | Road vehicles | Vehicles | M EUR | 0
AT | CD Savings | Output | Annualised investment cost | Heating | Estimated electricity grid reinforcement | M EUR | 435
AT | CD Savings | Output | Annualised investment cost | Cooling | Cooling savings | M EUR | 10
AT | CD Savings | Output | Annualised investment cost | Cooling | District cooling pipes | M EUR | 12
AT | CD Savings | Output | Annualised investment cost | Cooling | Individual cooling | M EUR | 385
AT | CD Savings | Output | Annualised investment cost | Cooling | District cooling | M EUR | 2
AT | CD Savings | Output | Annualised investment cost | Heating | District heating substations | M EUR | 143
AT | CD Savings | Output | Annualised investment cost | Heating | Heat savings | M EUR | 6386
AT | CD Savings | Output | Annualised investment cost | Heating | District heating pipes | M EUR | 461
AT | CD Savings | Output | Installed capacity | Heating | DH - Waste incineration | MWth | 0
AT | CD Savings | Output | Installed capacity | Heating | DH - Solar thermal | MWth | 621
AT | CD Savings | Output | Installed capacity | Heating | Indv. heat pumps | MWth | 1249.5
AT | CD Savings | Output | Installed capacity | Heating | Indv. boilers | MWth | 7142.3529
AT | CD Savings | Output | Installed capacity | Cooling | Indv. cooling | MWe | 1526.3636
AT | CD Savings | Output | Installed capacity | Cooling | District cooling - chillers | MWth | 240
AT | CD Savings | Output | Fuel individual boilers | Indiviual Boilers | Coal | TWh/year | 0
AT | CD Savings | Output | Fuel individual boilers | Indiviual Boilers | Oil | TWh/year | 0
AT | CD Savings | Output | Fuel individual boilers | Indiviual Boilers | Ngas | TWh/year | 18.67
AT | CD Savings | Output | Fuel individual boilers | Indiviual Boilers | Biomass | TWh/year | 2.35
AT | CD 2050 | Output | PES | Fossil Fuel | Coal | TWh/year | 1.64
AT | CD 2050 | Output | PES | Fossil Fuel | Oil | TWh/year | 12.85
AT | CD 2050 | Output | PES | Fossil Fuel | Natural gas | TWh/year | 62.88
AT | CD 2050 | Output | PES | Nuclear | Nuclear | TWh/year | 0
AT | CD 2050 | Output | PES | RES | Biomass | TWh/year | 144.3
AT | CD 2050 | Output | PES | RES | Hydro | TWh/year | 47.48
AT | CD 2050 | Output | PES | RES | Wind | TWh/year | 86.36
AT | CD 2050 | Output | PES | RES | Solar elec. | TWh/year | 53.61
AT | CD 2050 | Output | PES | RES | Geothermal elec. | TWh/year | 3.94
AT | CD 2050 | Output | PES | RES | Solar heat | TWh/year | 0.89
AT | CD 2050 | Output | PES | RES | Wave & tidal | TWh/year | 0
AT | CD 2050 | Output | PES | Trade | Export/Import | TWh/year | -10.35
AT | CD 2050 | Output | Emissions | Energy and industry | CO2-emissions | Mt | 16.837
AT | CD 2050 | Output | Electricity production | Thermal | Condensing power plants | TWh/year | 54.95
AT | CD 2050 | Output | Electricity production | Thermal | CHP plants (incl. waste) | TWh/year | 12.74
AT | CD 2050 | Output | Electricity production | Thermal | Industrial CHP | TWh/year | 0
AT | CD 2050 | Output | Electricity production | Nuclear | Nuclear power plants | TWh/year | 0
AT | CD 2050 | Output | Electricity production | RES | Geothermal power plants | TWh/year | 3.94
AT | CD 2050 | Output | Electricity production | RES | Onshore wind | TWh/year | 86.36
AT | CD 2050 | Output | Electricity production | RES | Offshore wind | TWh/year | 0
AT | CD 2050 | Output | Electricity production | RES | Photovoltaic | TWh/year | 53.61
AT | CD 2050 | Output | Electricity production | RES | Concentrated solar plants | TWh/year | 0
AT | CD 2050 | Output | Electricity production | RES | Wave & tidal | TWh/year | 0
AT | CD 2050 | Output | Electricity production | RES | Dammed hydro | TWh/year | 32.92
AT | CD 2050 | Output | Electricity production | RES | River hydro | TWh/year | 23.16
AT | CD 2050 | Output | Electricity production | Trade | Net import (+) / export (-) | TWh/year | -10.35
AT | CD 2050 | Output | Heat supply | Individual heating | Electric heating | TWh/year | 6.55
AT | CD 2050 | Output | Heat supply | Individual heating | Heat pumps | TWh/year | 4.41
AT | CD 2050 | Output | Heat supply | Individual heating | Boilers | TWh/year | 21.47
AT | CD 2050 | Output | Heat supply | Individual heating | Solar thermal | TWh/year | 0
AT | CD 2050 | Output | Heat supply | District heating | CHP plants | TWh/year | 14.33
AT | CD 2050 | Output | Heat supply | District heating | Fuel boilers | TWh/year | 12.67
AT | CD 2050 | Output | Heat supply | District heating | Electric boilers | TWh/year | 0
AT | CD 2050 | Output | Heat supply | District heating | Waste | TWh/year | 0
AT | CD 2050 | Output | Heat supply | District heating | Heat pumps | TWh/year | 0.02
AT | CD 2050 | Output | Heat supply | District heating | Industrial excess & waste incineration | TWh/year | 0.19
AT | CD 2050 | Output | Costs | Fuel | Fuel excl. natural gas exchange | M EUR | 5865
AT | CD 2050 | Output | Costs | Fuel | Natural gas exchange costs | M EUR | 2105
AT | CD 2050 | Output | Costs | Operation & Maintenance | Marginal operation costs | M EUR | 274
AT | CD 2050 | Output | Costs | Operation & Maintenance | Electricity exchange | M EUR | 0
AT | CD 2050 | Output | Costs | CO2 | CO2 emission costs | M EUR | 732
AT | CD 2050 | Output | Costs | Operation & Maintenance | Fixed operation costs | M EUR | 5236
AT | CD 2050 | Output | Costs | Annual investment | Annual investment costs | M EUR | 16942
AT | CD 2050 | Output | Annualised investment cost | Heating | DH - Solar thermal | M EUR | 13
AT | CD 2050 | Output | Annualised investment cost | Heating | DH - Combined heat & power | M EUR | 164
AT | CD 2050 | Output | Annualised investment cost | Heating | DH - Heat pumps | M EUR | 0
AT | CD 2050 | Output | Annualised investment cost | Heating | DH - Thermal storage | M EUR | 14
AT | CD 2050 | Output | Annualised investment cost | Heating | DH - Fuel & electric boilers | M EUR | 441
AT | CD 2050 | Output | Annualised investment cost | Electricity | Power plants | M EUR | 1746
AT | CD 2050 | Output | Annualised investment cost | Electricity | Onshore wind | M EUR | 1951
AT | CD 2050 | Output | Annualised investment cost | Electricity | Offshore wind | M EUR | 0
AT | CD 2050 | Output | Annualised investment cost | Electricity | Photovoltaic | M EUR | 1545
AT | CD 2050 | Output | Annualised investment cost | Electricity | Other var. RES | M EUR | 0
AT | CD 2050 | Output | Annualised investment cost | Electricity | Hydro | M EUR | 2202
AT | CD 2050 | Output | Annualised investment cost | Electricity | Nuclear plants | M EUR | 0
AT | CD 2050 | Output | Annualised investment cost | Electricity | Geothermal | M EUR | 94
AT | CD 2050 | Output | Annualised investment cost | Liquid & gas fuel plants | Electrolyser | M EUR | 412
AT | CD 2050 | Output | Annualised investment cost | Liquid & gas fuel plants | Hydrogen Storage | M EUR | 572
AT | CD 2050 | Output | Annualised investment cost | Electricity | Pump | M EUR | 0
AT | CD 2050 | Output | Annualised investment cost | Electricity | Turbine | M EUR | 0
AT | CD 2050 | Output | Annualised investment cost | Electricity | Pump Storage | M EUR | 0
AT | CD 2050 | Output | Annualised investment cost | Heating | Indv. boilers | M EUR | 458
AT | CD 2050 | Output | Annualised investment cost | Heating | Indv. CHP | M EUR | 0
AT | CD 2050 | Output | Annualised investment cost | Heating | Indv. heat pumps | M EUR | 190
AT | CD 2050 | Output | Annualised investment cost | Heating | Indv. electric heat | M EUR | 66
AT | CD 2050 | Output | Annualised investment cost | Heating | Indv. solar thermal | M EUR | 0
AT | CD 2050 | Output | Annualised investment cost | Liquid & gas fuel plants | BioGas Upgrade | M EUR | 0
AT | CD 2050 | Output | Annualised investment cost | Liquid & gas fuel plants | Gasification Upgrade | M EUR | 0
AT | CD 2050 | Output | Annualised investment cost | Heating | DH - Waste incineration | M EUR | 0
AT | CD 2050 | Output | Annualised investment cost | Liquid & gas fuel plants | Biogas Plant | M EUR | 0
AT | CD 2050 | Output | Annualised investment cost | Liquid & gas fuel plants | Gasification Plant | M EUR | 0
AT | CD 2050 | Output | Annualised investment cost | Liquid & gas fuel plants | BioDiesel Plant | M EUR | 38
AT | CD 2050 | Output | Annualised investment cost | Liquid & gas fuel plants | BioPetrol Plant | M EUR | 26
AT | CD 2050 | Output | Annualised investment cost | Liquid & gas fuel plants | BioJPPlant | M EUR | 0
AT | CD 2050 | Output | Annualised investment cost | Electricity | Concentrated solar plants | M EUR | 0
AT | CD 2050 | Output | Annualised investment cost | Liquid & gas fuel plants | Carbon Recycling | M EUR | 21
AT | CD 2050 | Output | Annualised investment cost | Liquid & gas fuel plants | JP Synthesis | M EUR | 0
AT | CD 2050 | Output | Annualised investment cost | Liquid & gas fuel plants | Methanation (CO2) | M EUR | 25
AT | CD 2050 | Output | Annualised investment cost | Water | Water desalination & storage | M EUR | 0
AT | CD 2050 | Output | Annualised investment cost | Liquid & gas fuel plants | Gas Storage | M EUR | 0
AT | CD 2050 | Output | Annualised investment cost | Liquid & gas fuel plants | Oil Storage | M EUR | 0
AT | CD 2050 | Output | Annualised investment cost | Liquid & gas fuel plants | Methanol Storage | M EUR | 0
AT | CD 2050 | Output | Annualised investment cost | Electricity | Interconnection | M EUR | 0
AT | CD 2050 | Output | Annualised investment cost | Heating | DH - Geothermal | M EUR | 3
AT | CD 2050 | Output | Annualised investment cost | Heating | DH - Industrial excess | M EUR | 0
AT | CD 2050 | Output | Annualised investment cost | Electricity | Indust. CHP Electr. | M EUR | 0
AT | CD 2050 | Output | Annualised investment cost | Heating | Indust. CHP Heat | M EUR | 0
AT | CD 2050 | Output | Annualised investment cost | Road vehicles | Vehicles | M EUR | 0
AT | CD 2050 | Output | Annualised investment cost | Heating | Estimated electricity grid reinforcement | M EUR | 179
AT | CD 2050 | Output | Annualised investment cost | Cooling | Cooling savings | M EUR | 10
AT | CD 2050 | Output | Annualised investment cost | Cooling | District cooling pipes | M EUR | 0
AT | CD 2050 | Output | Annualised investment cost | Cooling | Individual cooling | M EUR | 395
AT | CD 2050 | Output | Annualised investment cost | Cooling | District cooling | M EUR | 0
AT | CD 2050 | Output | Annualised investment cost | Heating | District heating substations | M EUR | 143
AT | CD 2050 | Output | Annualised investment cost | Heating | Heat savings | M EUR | 6019
AT | CD 2050 | Output | Annualised investment cost | Heating | District heating pipes | M EUR | 216
AT | CD 2050 | Output | Installed capacity | Heating | DH - Waste incineration | MWth | 0
AT | CD 2050 | Output | Installed capacity | Heating | DH - Solar thermal | MWth | 621
AT | CD 2050 | Output | Installed capacity | Heating | Indv. heat pumps | MWth | 1407
AT | CD 2050 | Output | Installed capacity | Heating | Indv. boilers | MWth | 8056.4706
AT | CD 2050 | Output | Installed capacity | Cooling | Indv. cooling | MWe | 1563.1818
AT | CD 2050 | Output | Installed capacity | Cooling | District cooling - chillers | MWth | 0
AT | CD 2050 | Output | Fuel individual boilers | Indiviual Boilers | Coal | TWh/year | 0
AT | CD 2050 | Output | Fuel individual boilers | Indiviual Boilers | Oil | TWh/year | 0
AT | CD 2050 | Output | Fuel individual boilers | Indiviual Boilers | Ngas | TWh/year | 20.83
AT | CD 2050 | Output | Fuel individual boilers | Indiviual Boilers | Biomass | TWh/year | 2.62
AT | HRE 2050 | Output | PES | Fossil Fuel | Coal | TWh/year | 1.56
AT | HRE 2050 | Output | PES | Fossil Fuel | Oil | TWh/year | 10.94
AT | HRE 2050 | Output | PES | Fossil Fuel | Natural gas | TWh/year | 13.29
AT | HRE 2050 | Output | PES | Nuclear | Nuclear | TWh/year | 0
AT | HRE 2050 | Output | PES | RES | Biomass | TWh/year | 134.97
AT | HRE 2050 | Output | PES | RES | Hydro | TWh/year | 47.57
AT | HRE 2050 | Output | PES | RES | Wind | TWh/year | 81.28
AT | HRE 2050 | Output | PES | RES | Solar elec. | TWh/year | 48.46
AT | HRE 2050 | Output | PES | RES | Geothermal elec. | TWh/year | 3.94
AT | HRE 2050 | Output | PES | RES | Solar heat | TWh/year | 0.75
AT | HRE 2050 | Output | PES | RES | Wave & tidal | TWh/year | 0
AT | HRE 2050 | Output | PES | Trade | Export/Import | TWh/year | -9.48
AT | HRE 2050 | Output | Emissions | Energy and industry | CO2-emissions | Mt | 6.148
AT | HRE 2050 | Output | Electricity production | Thermal | Condensing power plants | TWh/year | 48.76
AT | HRE 2050 | Output | Electricity production | Thermal | CHP plants (incl. waste) | TWh/year | 9.81
AT | HRE 2050 | Output | Electricity production | Thermal | Industrial CHP | TWh/year | 0
AT | HRE 2050 | Output | Electricity production | Nuclear | Nuclear power plants | TWh/year | 0
AT | HRE 2050 | Output | Electricity production | RES | Geothermal power plants | TWh/year | 3.94
AT | HRE 2050 | Output | Electricity production | RES | Onshore wind | TWh/year | 81.28
AT | HRE 2050 | Output | Electricity production | RES | Offshore wind | TWh/year | 0
AT | HRE 2050 | Output | Electricity production | RES | Photovoltaic | TWh/year | 48.46
AT | HRE 2050 | Output | Electricity production | RES | Concentrated solar plants | TWh/year | 0
AT | HRE 2050 | Output | Electricity production | RES | Wave & tidal | TWh/year | 0
AT | HRE 2050 | Output | Electricity production | RES | Dammed hydro | TWh/year | 32.17
AT | HRE 2050 | Output | Electricity production | RES | River hydro | TWh/year | 23.16
AT | HRE 2050 | Output | Electricity production | Trade | Net import (+) / export (-) | TWh/year | -9.48
AT | HRE 2050 | Output | Heat supply | Individual heating | Electric heating | TWh/year | 0
AT | HRE 2050 | Output | Heat supply | Individual heating | Heat pumps | TWh/year | 25.5
AT | HRE 2050 | Output | Heat supply | Individual heating | Boilers | TWh/year | 0
AT | HRE 2050 | Output | Heat supply | Individual heating | Solar thermal | TWh/year | 0
AT | HRE 2050 | Output | Heat supply | District heating | CHP plants | TWh/year | 11.04
AT | HRE 2050 | Output | Heat supply | District heating | Fuel boilers | TWh/year | 0.44
AT | HRE 2050 | Output | Heat supply | District heating | Electric boilers | TWh/year | 0.28
AT | HRE 2050 | Output | Heat supply | District heating | Waste | TWh/year | 0
AT | HRE 2050 | Output | Heat supply | District heating | Heat pumps | TWh/year | 10.3
AT | HRE 2050 | Output | Heat supply | District heating | Industrial excess & waste incineration | TWh/year | 7.39
AT | HRE 2050 | Output | Costs | Fuel | Fuel excl. natural gas exchange | M EUR | 5181
AT | HRE 2050 | Output | Costs | Fuel | Natural gas exchange costs | M EUR | 445
AT | HRE 2050 | Output | Costs | Operation & Maintenance | Marginal operation costs | M EUR | 249
AT | HRE 2050 | Output | Costs | Operation & Maintenance | Electricity exchange | M EUR | 0
AT | HRE 2050 | Output | Costs | CO2 | CO2 emission costs | M EUR | 267
AT | HRE 2050 | Output | Costs | Operation & Maintenance | Fixed operation costs | M EUR | 4892
AT | HRE 2050 | Output | Costs | Annual investment | Annual investment costs | M EUR | 17685
AT | HRE 2050 | Output | Annualised investment cost | Heating | DH - Solar thermal | M EUR | 11
AT | HRE 2050 | Output | Annualised investment cost | Heating | DH - Combined heat & power | M EUR | 151
AT | HRE 2050 | Output | Annualised investment cost | Heating | DH - Heat pumps | M EUR | 210
AT | HRE 2050 | Output | Annualised investment cost | Heating | DH - Thermal storage | M EUR | 8
AT | HRE 2050 | Output | Annualised investment cost | Heating | DH - Fuel & electric boilers | M EUR | 161
AT | HRE 2050 | Output | Annualised investment cost | Electricity | Power plants | M EUR | 1579
AT | HRE 2050 | Output | Annualised investment cost | Electricity | Onshore wind | M EUR | 1837
AT | HRE 2050 | Output | Annualised investment cost | Electricity | Offshore wind | M EUR | 0
AT | HRE 2050 | Output | Annualised investment cost | Electricity | Photovoltaic | M EUR | 1396
AT | HRE 2050 | Output | Annualised investment cost | Electricity | Other var. RES | M EUR | 0
AT | HRE 2050 | Output | Annualised investment cost | Electricity | Hydro | M EUR | 2202
AT | HRE 2050 | Output | Annualised investment cost | Electricity | Nuclear plants | M EUR | 0
AT | HRE 2050 | Output | Annualised investment cost | Electricity | Geothermal | M EUR | 94
AT | HRE 2050 | Output | Annualised investment cost | Liquid & gas fuel plants | Electrolyser | M EUR | 362
AT | HRE 2050 | Output | Annualised investment cost | Liquid & gas fuel plants | Hydrogen Storage | M EUR | 502
AT | HRE 2050 | Output | Annualised investment cost | Electricity | Pump | M EUR | 0
AT | HRE 2050 | Output | Annualised investment cost | Electricity | Turbine | M EUR | 0
AT | HRE 2050 | Output | Annualised investment cost | Electricity | Pump Storage | M EUR | 0
AT | HRE 2050 | Output | Annualised investment cost | Heating | Indv. boilers | M EUR | 0
AT | HRE 2050 | Output | Annualised investment cost | Heating | Indv. CHP | M EUR | 0
AT | HRE 2050 | Output | Annualised investment cost | Heating | Indv. heat pumps | M EUR | 1223
AT | HRE 2050 | Output | Annualised investment cost | Heating | Indv. electric heat | M EUR | 0
AT | HRE 2050 | Output | Annualised investment cost | Heating | Indv. solar thermal | M EUR | 0
AT | HRE 2050 | Output | Annualised investment cost | Liquid & gas fuel plants | BioGas Upgrade | M EUR | 4
AT | HRE 2050 | Output | Annualised investment cost | Liquid & gas fuel plants | Gasification Upgrade | M EUR | 0
AT | HRE 2050 | Output | Annualised investment cost | Heating | DH - Waste incineration | M EUR | 0
AT | HRE 2050 | Output | Annualised investment cost | Liquid & gas fuel plants | Biogas Plant | M EUR | 19
AT | HRE 2050 | Output | Annualised investment cost | Liquid & gas fuel plants | Gasification Plant | M EUR | 0
AT | HRE 2050 | Output | Annualised investment cost | Liquid & gas fuel plants | BioDiesel Plant | M EUR | 38
AT | HRE 2050 | Output | Annualised investment cost | Liquid & gas fuel plants | BioPetrol Plant | M EUR | 26
AT | HRE 2050 | Output | Annualised investment cost | Liquid & gas fuel plants | BioJPPlant | M EUR | 0
AT | HRE 2050 | Output | Annualised investment cost | Electricity | Concentrated solar plants | M EUR | 0
AT | HRE 2050 | Output | Annualised investment cost | Liquid & gas fuel plants | Carbon Recycling | M EUR | 21
AT | HRE 2050 | Output | Annualised investment cost | Liquid & gas fuel plants | JP Synthesis | M EUR | 0
AT | HRE 2050 | Output | Annualised investment cost | Liquid & gas fuel plants | Methanation (CO2) | M EUR | 25
AT | HRE 2050 | Output | Annualised investment cost | Water | Water desalination & storage | M EUR | 0
AT | HRE 2050 | Output | Annualised investment cost | Liquid & gas fuel plants | Gas Storage | M EUR | 0
AT | HRE 2050 | Output | Annualised investment cost | Liquid & gas fuel plants | Oil Storage | M EUR | 0
AT | HRE 2050 | Output | Annualised investment cost | Liquid & gas fuel plants | Methanol Storage | M EUR | 0
AT | HRE 2050 | Output | Annualised investment cost | Electricity | Interconnection | M EUR | 0
AT | HRE 2050 | Output | Annualised investment cost | Heating | DH - Geothermal | M EUR | 3
AT | HRE 2050 | Output | Annualised investment cost | Heating | DH - Industrial excess | M EUR | 4
AT | HRE 2050 | Output | Annualised investment cost | Electricity | Indust. CHP Electr. | M EUR | 0
AT | HRE 2050 | Output | Annualised investment cost | Heating | Indust. CHP Heat | M EUR | 0
AT | HRE 2050 | Output | Annualised investment cost | Road vehicles | Vehicles | M EUR | 0
AT | HRE 2050 | Output | Annualised investment cost | Heating | Estimated electricity grid reinforcement | M EUR | 386
AT | HRE 2050 | Output | Annualised investment cost | Cooling | Cooling savings | M EUR | 10
AT | HRE 2050 | Output | Annualised investment cost | Cooling | District cooling pipes | M EUR | 12
AT | HRE 2050 | Output | Annualised investment cost | Cooling | Individual cooling | M EUR | 385
AT | HRE 2050 | Output | Annualised investment cost | Cooling | District cooling | M EUR | 2
AT | HRE 2050 | Output | Annualised investment cost | Heating | District heating substations | M EUR | 167
AT | HRE 2050 | Output | Annualised investment cost | Heating | Heat savings | M EUR | 6386
AT | HRE 2050 | Output | Annualised investment cost | Heating | District heating pipes | M EUR | 461
AT | HRE 2050 | Output | Installed capacity | Heating | DH - Waste incineration | MWth | 0
AT | HRE 2050 | Output | Installed capacity | Heating | DH - Solar thermal | MWth | 514
AT | HRE 2050 | Output | Installed capacity | Heating | Indv. heat pumps | MWth | 8046.5
AT | HRE 2050 | Output | Installed capacity | Heating | Indv. boilers | MWth | 0
AT | HRE 2050 | Output | Installed capacity | Cooling | Indv. cooling | MWe | 1526.3636
AT | HRE 2050 | Output | Installed capacity | Cooling | District cooling - chillers | MWth | 240
AT | HRE 2050 | Output | Fuel individual boilers | Indiviual Boilers | Coal | TWh/year | 0
AT | HRE 2050 | Output | Fuel individual boilers | Indiviual Boilers | Oil | TWh/year | 0
AT | HRE 2050 | Output | Fuel individual boilers | Indiviual Boilers | Ngas | TWh/year | 0
AT | HRE 2050 | Output | Fuel individual boilers | Indiviual Boilers | Biomass | TWh/year | 0
BE | BL 2015 | Output | PES | Fossil Fuel | Coal | TWh/year | 49.17
BE | BL 2015 | Output | PES | Fossil Fuel | Oil | TWh/year | 194.5
BE | BL 2015 | Output | PES | Fossil Fuel | Natural gas | TWh/year | 178.25
BE | BL 2015 | Output | PES | Nuclear | Nuclear | TWh/year | 153.7
BE | BL 2015 | Output | PES | RES | Biomass | TWh/year | 18.4
BE | BL 2015 | Output | PES | RES | Hydro | TWh/year | 0.29
BE | BL 2015 | Output | PES | RES | Wind | TWh/year | 1.26
BE | BL 2015 | Output | PES | RES | Solar elec. | TWh/year | 0.83
BE | BL 2015 | Output | PES | RES | Geothermal elec. | TWh/year | 0
BE | BL 2015 | Output | PES | RES | Solar heat | TWh/year | 0.13
BE | BL 2015 | Output | PES | RES | Wave & tidal | TWh/year | 0
BE | BL 2015 | Output | PES | Trade | Export/Import | TWh/year | 0
BE | BL 2015 | Output | Emissions | Energy and industry | CO2-emissions | Mt | 105
BE | BL 2015 | Output | Electricity production | Thermal | Condensing power plants | TWh/year | 23.2
BE | BL 2015 | Output | Electricity production | Thermal | CHP plants (incl. waste) | TWh/year | 5.91
BE | BL 2015 | Output | Electricity production | Thermal | Industrial CHP | TWh/year | 6.77
BE | BL 2015 | Output | Electricity production | Nuclear | Nuclear power plants | TWh/year | 46.11
BE | BL 2015 | Output | Electricity production | RES | Geothermal power plants | TWh/year | 0
BE | BL 2015 | Output | Electricity production | RES | Onshore wind | TWh/year | 0.65
BE | BL 2015 | Output | Electricity production | RES | Offshore wind | TWh/year | 0.61
BE | BL 2015 | Output | Electricity production | RES | Photovoltaic | TWh/year | 0.83
BE | BL 2015 | Output | Electricity production | RES | Concentrated solar plants | TWh/year | 0
BE | BL 2015 | Output | Electricity production | RES | Wave & tidal | TWh/year | 0
BE | BL 2015 | Output | Electricity production | RES | Dammed hydro | TWh/year | 0
BE | BL 2015 | Output | Electricity production | RES | River hydro | TWh/year | 0.29
BE | BL 2015 | Output | Electricity production | Trade | Net import (+) / export (-) | TWh/year | 0
BE | BL 2015 | Output | Heat supply | Individual heating | Electric heating | TWh/year | 8.02
BE | BL 2015 | Output | Heat supply | Individual heating | Heat pumps | TWh/year | 0
BE | BL 2015 | Output | Heat supply | Individual heating | Boilers | TWh/year | 100.47
BE | BL 2015 | Output | Heat supply | Individual heating | Solar thermal | TWh/year | 0.13
BE | BL 2015 | Output | Heat supply | District heating | CHP plants | TWh/year | 7.47
BE | BL 2015 | Output | Heat supply | District heating | Fuel boilers | TWh/year | 0.52
BE | BL 2015 | Output | Heat supply | District heating | Electric boilers | TWh/year | 0
BE | BL 2015 | Output | Heat supply | District heating | Waste | TWh/year | 0
BE | BL 2015 | Output | Heat supply | District heating | Heat pumps | TWh/year | 0
BE | BL 2015 | Output | Heat supply | District heating | Industrial excess & waste incineration | TWh/year | 0.04
BE | BL 2015 | Output | Costs | Fuel | Fuel excl. natural gas exchange | M EUR | 10842
BE | BL 2015 | Output | Costs | Fuel | Natural gas exchange costs | M EUR | 5945
BE | BL 2015 | Output | Costs | Operation & Maintenance | Marginal operation costs | M EUR | 769
BE | BL 2015 | Output | Costs | Operation & Maintenance | Electricity exchange | M EUR | 0
BE | BL 2015 | Output | Costs | CO2 | CO2 emission costs | M EUR | 588
BE | BL 2015 | Output | Costs | Operation & Maintenance | Fixed operation costs | M EUR | 3018
BE | BL 2015 | Output | Costs | Annual investment | Annual investment costs | M EUR | 9242
BE | BL 2015 | Output | Annualised investment cost | Heating | DH - Solar thermal | M EUR | 0
BE | BL 2015 | Output | Annualised investment cost | Heating | DH - Combined heat & power | M EUR | 71
BE | BL 2015 | Output | Annualised investment cost | Heating | DH - Heat pumps | M EUR | 0
BE | BL 2015 | Output | Annualised investment cost | Heating | DH - Thermal storage | M EUR | 2
BE | BL 2015 | Output | Annualised investment cost | Heating | DH - Fuel & electric boilers | M EUR | 14
BE | BL 2015 | Output | Annualised investment cost | Electricity | Power plants | M EUR | 304
BE | BL 2015 | Output | Annualised investment cost | Electricity | Onshore wind | M EUR | 22
BE | BL 2015 | Output | Annualised investment cost | Electricity | Offshore wind | M EUR | 28
BE | BL 2015 | Output | Annualised investment cost | Electricity | Photovoltaic | M EUR | 57
BE | BL 2015 | Output | Annualised investment cost | Electricity | Other var. RES | M EUR | 0
BE | BL 2015 | Output | Annualised investment cost | Electricity | Hydro | M EUR | 54
BE | BL 2015 | Output | Annualised investment cost | Electricity | Nuclear plants | M EUR | 1092
BE | BL 2015 | Output | Annualised investment cost | Electricity | Geothermal | M EUR | 0
BE | BL 2015 | Output | Annualised investment cost | Liquid & gas fuel plants | Electrolyser | M EUR | 0
BE | BL 2015 | Output | Annualised investment cost | Liquid & gas fuel plants | Hydrogen Storage | M EUR | 0
BE | BL 2015 | Output | Annualised investment cost | Electricity | Pump | M EUR | 0
BE | BL 2015 | Output | Annualised investment cost | Electricity | Turbine | M EUR | 0
BE | BL 2015 | Output | Annualised investment cost | Electricity | Pump Storage | M EUR | 0
BE | BL 2015 | Output | Annualised investment cost | Heating | Indv. boilers | M EUR | 2231
BE | BL 2015 | Output | Annualised investment cost | Heating | Indv. CHP | M EUR | 0
BE | BL 2015 | Output | Annualised investment cost | Heating | Indv. heat pumps | M EUR | 0
BE | BL 2015 | Output | Annualised investment cost | Heating | Indv. electric heat | M EUR | 82
BE | BL 2015 | Output | Annualised investment cost | Heating | Indv. solar thermal | M EUR | 132
BE | BL 2015 | Output | Annualised investment cost | Liquid & gas fuel plants | BioGas Upgrade | M EUR | 0
BE | BL 2015 | Output | Annualised investment cost | Liquid & gas fuel plants | Gasification Upgrade | M EUR | 0
BE | BL 2015 | Output | Annualised investment cost | Heating | DH - Waste incineration | M EUR | 0
BE | BL 2015 | Output | Annualised investment cost | Liquid & gas fuel plants | Biogas Plant | M EUR | 0
BE | BL 2015 | Output | Annualised investment cost | Liquid & gas fuel plants | Gasification Plant | M EUR | 0
BE | BL 2015 | Output | Annualised investment cost | Liquid & gas fuel plants | BioDiesel Plant | M EUR | 137
BE | BL 2015 | Output | Annualised investment cost | Liquid & gas fuel plants | BioPetrol Plant | M EUR | 0
BE | BL 2015 | Output | Annualised investment cost | Liquid & gas fuel plants | BioJPPlant | M EUR | 0
BE | BL 2015 | Output | Annualised investment cost | Electricity | Concentrated solar plants | M EUR | 0
BE | BL 2015 | Output | Annualised investment cost | Liquid & gas fuel plants | Carbon Recycling | M EUR | 0
BE | BL 2015 | Output | Annualised investment cost | Liquid & gas fuel plants | JP Synthesis | M EUR | 0
BE | BL 2015 | Output | Annualised investment cost | Liquid & gas fuel plants | Methanation (CO2) | M EUR | 0
BE | BL 2015 | Output | Annualised investment cost | Water | Water desalination & storage | M EUR | 0
BE | BL 2015 | Output | Annualised investment cost | Liquid & gas fuel plants | Gas Storage | M EUR | 0
BE | BL 2015 | Output | Annualised investment cost | Liquid & gas fuel plants | Oil Storage | M EUR | 0
BE | BL 2015 | Output | Annualised investment cost | Liquid & gas fuel plants | Methanol Storage | M EUR | 0
BE | BL 2015 | Output | Annualised investment cost | Electricity | Interconnection | M EUR | 0
BE | BL 2015 | Output | Annualised investment cost | Heating | DH - Geothermal | M EUR | 0
BE | BL 2015 | Output | Annualised investment cost | Heating | DH - Industrial excess | M EUR | 0
BE | BL 2015 | Output | Annualised investment cost | Electricity | Indust. CHP Electr. | M EUR | 23
BE | BL 2015 | Output | Annualised investment cost | Heating | Indust. CHP Heat | M EUR | 0
BE | BL 2015 | Output | Annualised investment cost | Road vehicles | Vehicles | M EUR | 0
BE | BL 2015 | Output | Annualised investment cost | Heating | Estimated electricity grid reinforcement | M EUR | 0
BE | BL 2015 | Output | Annualised investment cost | Cooling | Cooling savings | M EUR | 27
BE | BL 2015 | Output | Annualised investment cost | Cooling | District cooling pipes | M EUR | 0
BE | BL 2015 | Output | Annualised investment cost | Cooling | Individual cooling | M EUR | 53
BE | BL 2015 | Output | Annualised investment cost | Cooling | District cooling | M EUR | 0
BE | BL 2015 | Output | Annualised investment cost | Heating | District heating substations | M EUR | 0
BE | BL 2015 | Output | Annualised investment cost | Heating | Heat savings | M EUR | 4895
BE | BL 2015 | Output | Annualised investment cost | Heating | District heating pipes | M EUR | 15
BE | BL 2015 | Output | Installed capacity | Heating | DH - Waste incineration | MWth | 0
BE | BL 2015 | Output | Installed capacity | Heating | DH - Solar thermal | MWth | 0
BE | BL 2015 | Output | Installed capacity | Heating | Indv. heat pumps | MWth | 0
BE | BL 2015 | Output | Installed capacity | Heating | Indv. boilers | MWth | 39000
BE | BL 2015 | Output | Installed capacity | Cooling | Indv. cooling | MWe | 282.2727
BE | BL 2015 | Output | Installed capacity | Cooling | District cooling - chillers | MWth | 0
BE | BL 2015 | Output | Fuel individual boilers | Indiviual Boilers | Coal | TWh/year | 1.91
BE | BL 2015 | Output | Fuel individual boilers | Indiviual Boilers | Oil | TWh/year | 50.57
BE | BL 2015 | Output | Fuel individual boilers | Indiviual Boilers | Ngas | TWh/year | 64.71
BE | BL 2015 | Output | Fuel individual boilers | Indiviual Boilers | Biomass | TWh/year | 6.64
BE | BL 2050 | Output | PES | Fossil Fuel | Coal | TWh/year | 174.34
BE | BL 2050 | Output | PES | Fossil Fuel | Oil | TWh/year | 98.92
BE | BL 2050 | Output | PES | Fossil Fuel | Natural gas | TWh/year | 157.99
BE | BL 2050 | Output | PES | Nuclear | Nuclear | TWh/year | 0
BE | BL 2050 | Output | PES | RES | Biomass | TWh/year | 64.27
BE | BL 2050 | Output | PES | RES | Hydro | TWh/year | 0.29
BE | BL 2050 | Output | PES | RES | Wind | TWh/year | 22.88
BE | BL 2050 | Output | PES | RES | Solar elec. | TWh/year | 15.29
BE | BL 2050 | Output | PES | RES | Geothermal elec. | TWh/year | 0.72
BE | BL 2050 | Output | PES | RES | Solar heat | TWh/year | 0
BE | BL 2050 | Output | PES | RES | Wave & tidal | TWh/year | 0
BE | BL 2050 | Output | PES | Trade | Export/Import | TWh/year | 0
BE | BL 2050 | Output | Emissions | Energy and industry | CO2-emissions | Mt | 120.145
BE | BL 2050 | Output | Electricity production | Thermal | Condensing power plants | TWh/year | 92.62
BE | BL 2050 | Output | Electricity production | Thermal | CHP plants (incl. waste) | TWh/year | 8.34
BE | BL 2050 | Output | Electricity production | Thermal | Industrial CHP | TWh/year | 0
BE | BL 2050 | Output | Electricity production | Nuclear | Nuclear power plants | TWh/year | 0
BE | BL 2050 | Output | Electricity production | RES | Geothermal power plants | TWh/year | 0.72
BE | BL 2050 | Output | Electricity production | RES | Onshore wind | TWh/year | 9.85
BE | BL 2050 | Output | Electricity production | RES | Offshore wind | TWh/year | 13.03
BE | BL 2050 | Output | Electricity production | RES | Photovoltaic | TWh/year | 15.29
BE | BL 2050 | Output | Electricity production | RES | Concentrated solar plants | TWh/year | 0
BE | BL 2050 | Output | Electricity production | RES | Wave & tidal | TWh/year | 0
BE | BL 2050 | Output | Electricity production | RES | Dammed hydro | TWh/year | 0
BE | BL 2050 | Output | Electricity production | RES | River hydro | TWh/year | 0.29
BE | BL 2050 | Output | Electricity production | Trade | Net import (+) / export (-) | TWh/year | 0
BE | BL 2050 | Output | Heat supply | Individual heating | Electric heating | TWh/year | 8.69
BE | BL 2050 | Output | Heat supply | Individual heating | Heat pumps | TWh/year | 1.11
BE | BL 2050 | Output | Heat supply | Individual heating | Boilers | TWh/year | 60.67
BE | BL 2050 | Output | Heat supply | Individual heating | Solar thermal | TWh/year | 0
BE | BL 2050 | Output | Heat supply | District heating | CHP plants | TWh/year | 9.39
BE | BL 2050 | Output | Heat supply | District heating | Fuel boilers | TWh/year | 2.12
BE | BL 2050 | Output | Heat supply | District heating | Electric boilers | TWh/year | 0
BE | BL 2050 | Output | Heat supply | District heating | Waste | TWh/year | 0
BE | BL 2050 | Output | Heat supply | District heating | Heat pumps | TWh/year | 0
BE | BL 2050 | Output | Heat supply | District heating | Industrial excess & waste incineration | TWh/year | 0
BE | BL 2050 | Output | Costs | Fuel | Fuel excl. natural gas exchange | M EUR | 9494
BE | BL 2050 | Output | Costs | Fuel | Natural gas exchange costs | M EUR | 5289
BE | BL 2050 | Output | Costs | Operation & Maintenance | Marginal operation costs | M EUR | 278
BE | BL 2050 | Output | Costs | Operation & Maintenance | Electricity exchange | M EUR | 0
BE | BL 2050 | Output | Costs | CO2 | CO2 emission costs | M EUR | 5226
BE | BL 2050 | Output | Costs | Operation & Maintenance | Fixed operation costs | M EUR | 3287
BE | BL 2050 | Output | Costs | Annual investment | Annual investment costs | M EUR | 10288
BE | BL 2050 | Output | Annualised investment cost | Heating | DH - Solar thermal | M EUR | 0
BE | BL 2050 | Output | Annualised investment cost | Heating | DH - Combined heat & power | M EUR | 91
BE | BL 2050 | Output | Annualised investment cost | Heating | DH - Heat pumps | M EUR | 0
BE | BL 2050 | Output | Annualised investment cost | Heating | DH - Thermal storage | M EUR | 2
BE | BL 2050 | Output | Annualised investment cost | Heating | DH - Fuel & electric boilers | M EUR | 133
BE | BL 2050 | Output | Annualised investment cost | Electricity | Power plants | M EUR | 1295
BE | BL 2050 | Output | Annualised investment cost | Electricity | Onshore wind | M EUR | 237
BE | BL 2050 | Output | Annualised investment cost | Electricity | Offshore wind | M EUR | 296
BE | BL 2050 | Output | Annualised investment cost | Electricity | Photovoltaic | M EUR | 461
BE | BL 2050 | Output | Annualised investment cost | Electricity | Other var. RES | M EUR | 0
BE | BL 2050 | Output | Annualised investment cost | Electricity | Hydro | M EUR | 63
BE | BL 2050 | Output | Annualised investment cost | Electricity | Nuclear plants | M EUR | 0
BE | BL 2050 | Output | Annualised investment cost | Electricity | Geothermal | M EUR | 18
BE | BL 2050 | Output | Annualised investment cost | Liquid & gas fuel plants | Electrolyser | M EUR | 13
BE | BL 2050 | Output | Annualised investment cost | Liquid & gas fuel plants | Hydrogen Storage | M EUR | 19
BE | BL 2050 | Output | Annualised investment cost | Electricity | Pump | M EUR | 0
BE | BL 2050 | Output | Annualised investment cost | Electricity | Turbine | M EUR | 0
BE | BL 2050 | Output | Annualised investment cost | Electricity | Pump Storage | M EUR | 0
BE | BL 2050 | Output | Annualised investment cost | Heating | Indv. boilers | M EUR | 1133
BE | BL 2050 | Output | Annualised investment cost | Heating | Indv. CHP | M EUR | 0
BE | BL 2050 | Output | Annualised investment cost | Heating | Indv. heat pumps | M EUR | 50
BE | BL 2050 | Output | Annualised investment cost | Heating | Indv. electric heat | M EUR | 89
BE | BL 2050 | Output | Annualised investment cost | Heating | Indv. solar thermal | M EUR | 0
BE | BL 2050 | Output | Annualised investment cost | Liquid & gas fuel plants | BioGas Upgrade | M EUR | 0
BE | BL 2050 | Output | Annualised investment cost | Liquid & gas fuel plants | Gasification Upgrade | M EUR | 0
BE | BL 2050 | Output | Annualised investment cost | Heating | DH - Waste incineration | M EUR | 0
BE | BL 2050 | Output | Annualised investment cost | Liquid & gas fuel plants | Biogas Plant | M EUR | 0
BE | BL 2050 | Output | Annualised investment cost | Liquid & gas fuel plants | Gasification Plant | M EUR | 0
BE | BL 2050 | Output | Annualised investment cost | Liquid & gas fuel plants | BioDiesel Plant | M EUR | 215
BE | BL 2050 | Output | Annualised investment cost | Liquid & gas fuel plants | BioPetrol Plant | M EUR | 105
BE | BL 2050 | Output | Annualised investment cost | Liquid & gas fuel plants | BioJPPlant | M EUR | 0
BE | BL 2050 | Output | Annualised investment cost | Electricity | Concentrated solar plants | M EUR | 0
BE | BL 2050 | Output | Annualised investment cost | Liquid & gas fuel plants | Carbon Recycling | M EUR | 2
BE | BL 2050 | Output | Annualised investment cost | Liquid & gas fuel plants | JP Synthesis | M EUR | 0
BE | BL 2050 | Output | Annualised investment cost | Liquid & gas fuel plants | Methanation (CO2) | M EUR | 3
BE | BL 2050 | Output | Annualised investment cost | Water | Water desalination & storage | M EUR | 0
BE | BL 2050 | Output | Annualised investment cost | Liquid & gas fuel plants | Gas Storage | M EUR | 0
BE | BL 2050 | Output | Annualised investment cost | Liquid & gas fuel plants | Oil Storage | M EUR | 0
BE | BL 2050 | Output | Annualised investment cost | Liquid & gas fuel plants | Methanol Storage | M EUR | 0
BE | BL 2050 | Output | Annualised investment cost | Electricity | Interconnection | M EUR | 0
BE | BL 2050 | Output | Annualised investment cost | Heating | DH - Geothermal | M EUR | 0
BE | BL 2050 | Output | Annualised investment cost | Heating | DH - Industrial excess | M EUR | 0
BE | BL 2050 | Output | Annualised investment cost | Electricity | Indust. CHP Electr. | M EUR | 0
BE | BL 2050 | Output | Annualised investment cost | Heating | Indust. CHP Heat | M EUR | 0
BE | BL 2050 | Output | Annualised investment cost | Road vehicles | Vehicles | M EUR | 0
BE | BL 2050 | Output | Annualised investment cost | Heating | Estimated electricity grid reinforcement | M EUR | 0
BE | BL 2050 | Output | Annualised investment cost | Cooling | Cooling savings | M EUR | 27
BE | BL 2050 | Output | Annualised investment cost | Cooling | District cooling pipes | M EUR | 0
BE | BL 2050 | Output | Annualised investment cost | Cooling | Individual cooling | M EUR | 1061
BE | BL 2050 | Output | Annualised investment cost | Cooling | District cooling | M EUR | 0
BE | BL 2050 | Output | Annualised investment cost | Heating | District heating substations | M EUR | 65
BE | BL 2050 | Output | Annualised investment cost | Heating | Heat savings | M EUR | 4895
BE | BL 2050 | Output | Annualised investment cost | Heating | District heating pipes | M EUR | 15
BE | BL 2050 | Output | Installed capacity | Heating | DH - Waste incineration | MWth | 0
BE | BL 2050 | Output | Installed capacity | Heating | DH - Solar thermal | MWth | 0
BE | BL 2050 | Output | Installed capacity | Heating | Indv. heat pumps | MWth | 311.5
BE | BL 2050 | Output | Installed capacity | Heating | Indv. boilers | MWth | 22471.7647
BE | BL 2050 | Output | Installed capacity | Cooling | Indv. cooling | MWe | 3789.2424
BE | BL 2050 | Output | Installed capacity | Cooling | District cooling - chillers | MWth | 0
BE | BL 2050 | Output | Fuel individual boilers | Indiviual Boilers | Coal | TWh/year | 0
BE | BL 2050 | Output | Fuel individual boilers | Indiviual Boilers | Oil | TWh/year | 0
BE | BL 2050 | Output | Fuel individual boilers | Indiviual Boilers | Ngas | TWh/year | 48.97
BE | BL 2050 | Output | Fuel individual boilers | Indiviual Boilers | Biomass | TWh/year | 17.26
BE | CD Savings | Output | PES | Fossil Fuel | Coal | TWh/year | 2.66
BE | CD Savings | Output | PES | Fossil Fuel | Oil | TWh/year | 51.62
BE | CD Savings | Output | PES | Fossil Fuel | Natural gas | TWh/year | 50.02
BE | CD Savings | Output | PES | Nuclear | Nuclear | TWh/year | 0
BE | CD Savings | Output | PES | RES | Biomass | TWh/year | 426.28
BE | CD Savings | Output | PES | RES | Hydro | TWh/year | 0.29
BE | CD Savings | Output | PES | RES | Wind | TWh/year | 48.87
BE | CD Savings | Output | PES | RES | Solar elec. | TWh/year | 110.63
BE | CD Savings | Output | PES | RES | Geothermal elec. | TWh/year | 1.7
BE | CD Savings | Output | PES | RES | Solar heat | TWh/year | 0.02
BE | CD Savings | Output | PES | RES | Wave & tidal | TWh/year | 0
BE | CD Savings | Output | PES | Trade | Export/Import | TWh/year | -16.09
BE | CD Savings | Output | Emissions | Energy and industry | CO2-emissions | Mt | 24.738
BE | CD Savings | Output | Electricity production | Thermal | Condensing power plants | TWh/year | 188.48
BE | CD Savings | Output | Electricity production | Thermal | CHP plants (incl. waste) | TWh/year | 4.22
BE | CD Savings | Output | Electricity production | Thermal | Industrial CHP | TWh/year | 0
BE | CD Savings | Output | Electricity production | Nuclear | Nuclear power plants | TWh/year | 0
BE | CD Savings | Output | Electricity production | RES | Geothermal power plants | TWh/year | 1.7
BE | CD Savings | Output | Electricity production | RES | Onshore wind | TWh/year | 35.72
BE | CD Savings | Output | Electricity production | RES | Offshore wind | TWh/year | 13.15
BE | CD Savings | Output | Electricity production | RES | Photovoltaic | TWh/year | 110.63
BE | CD Savings | Output | Electricity production | RES | Concentrated solar plants | TWh/year | 0
BE | CD Savings | Output | Electricity production | RES | Wave & tidal | TWh/year | 0
BE | CD Savings | Output | Electricity production | RES | Dammed hydro | TWh/year | 0
BE | CD Savings | Output | Electricity production | RES | River hydro | TWh/year | 0.29
BE | CD Savings | Output | Electricity production | Trade | Net import (+) / export (-) | TWh/year | -16.09
BE | CD Savings | Output | Heat supply | Individual heating | Electric heating | TWh/year | 7.14
BE | CD Savings | Output | Heat supply | Individual heating | Heat pumps | TWh/year | 0.92
BE | CD Savings | Output | Heat supply | Individual heating | Boilers | TWh/year | 49.89
BE | CD Savings | Output | Heat supply | Individual heating | Solar thermal | TWh/year | 0
BE | CD Savings | Output | Heat supply | District heating | CHP plants | TWh/year | 8.31
BE | CD Savings | Output | Heat supply | District heating | Fuel boilers | TWh/year | 1.33
BE | CD Savings | Output | Heat supply | District heating | Electric boilers | TWh/year | 0
BE | CD Savings | Output | Heat supply | District heating | Waste | TWh/year | 0
BE | CD Savings | Output | Heat supply | District heating | Heat pumps | TWh/year | 0
BE | CD Savings | Output | Heat supply | District heating | Industrial excess & waste incineration | TWh/year | 0.03
BE | CD Savings | Output | Costs | Fuel | Fuel excl. natural gas exchange | M EUR | 17500
BE | CD Savings | Output | Costs | Fuel | Natural gas exchange costs | M EUR | 1675
BE | CD Savings | Output | Costs | Operation & Maintenance | Marginal operation costs | M EUR | 534
BE | CD Savings | Output | Costs | Operation & Maintenance | Electricity exchange | M EUR | 0
BE | CD Savings | Output | Costs | CO2 | CO2 emission costs | M EUR | 1076
BE | CD Savings | Output | Costs | Operation & Maintenance | Fixed operation costs | M EUR | 6040
BE | CD Savings | Output | Costs | Annual investment | Annual investment costs | M EUR | 19051
BE | CD Savings | Output | Annualised investment cost | Heating | DH - Solar thermal | M EUR | 0
BE | CD Savings | Output | Annualised investment cost | Heating | DH - Combined heat & power | M EUR | 54
BE | CD Savings | Output | Annualised investment cost | Heating | DH - Heat pumps | M EUR | 0
BE | CD Savings | Output | Annualised investment cost | Heating | DH - Thermal storage | M EUR | 2
BE | CD Savings | Output | Annualised investment cost | Heating | DH - Fuel & electric boilers | M EUR | 101
BE | CD Savings | Output | Annualised investment cost | Electricity | Power plants | M EUR | 3030
BE | CD Savings | Output | Annualised investment cost | Electricity | Onshore wind | M EUR | 860
BE | CD Savings | Output | Annualised investment cost | Electricity | Offshore wind | M EUR | 298
BE | CD Savings | Output | Annualised investment cost | Electricity | Photovoltaic | M EUR | 3333
BE | CD Savings | Output | Annualised investment cost | Electricity | Other var. RES | M EUR | 0
BE | CD Savings | Output | Annualised investment cost | Electricity | Hydro | M EUR | 63
BE | CD Savings | Output | Annualised investment cost | Electricity | Nuclear plants | M EUR | 0
BE | CD Savings | Output | Annualised investment cost | Electricity | Geothermal | M EUR | 43
BE | CD Savings | Output | Annualised investment cost | Liquid & gas fuel plants | Electrolyser | M EUR | 643
BE | CD Savings | Output | Annualised investment cost | Liquid & gas fuel plants | Hydrogen Storage | M EUR | 898
BE | CD Savings | Output | Annualised investment cost | Electricity | Pump | M EUR | 0
BE | CD Savings | Output | Annualised investment cost | Electricity | Turbine | M EUR | 0
BE | CD Savings | Output | Annualised investment cost | Electricity | Pump Storage | M EUR | 0
BE | CD Savings | Output | Annualised investment cost | Heating | Indv. boilers | M EUR | 1345
BE | CD Savings | Output | Annualised investment cost | Heating | Indv. CHP | M EUR | 0
BE | CD Savings | Output | Annualised investment cost | Heating | Indv. heat pumps | M EUR | 50
BE | CD Savings | Output | Annualised investment cost | Heating | Indv. electric heat | M EUR | 89
BE | CD Savings | Output | Annualised investment cost | Heating | Indv. solar thermal | M EUR | 0
BE | CD Savings | Output | Annualised investment cost | Liquid & gas fuel plants | BioGas Upgrade | M EUR | 5
BE | CD Savings | Output | Annualised investment cost | Liquid & gas fuel plants | Gasification Upgrade | M EUR | 0
BE | CD Savings | Output | Annualised investment cost | Heating | DH - Waste incineration | M EUR | 0
BE | CD Savings | Output | Annualised investment cost | Liquid & gas fuel plants | Biogas Plant | M EUR | 23
BE | CD Savings | Output | Annualised investment cost | Liquid & gas fuel plants | Gasification Plant | M EUR | 0
BE | CD Savings | Output | Annualised investment cost | Liquid & gas fuel plants | BioDiesel Plant | M EUR | 62
BE | CD Savings | Output | Annualised investment cost | Liquid & gas fuel plants | BioPetrol Plant | M EUR | 90
BE | CD Savings | Output | Annualised investment cost | Liquid & gas fuel plants | BioJPPlant | M EUR | 0
BE | CD Savings | Output | Annualised investment cost | Electricity | Concentrated solar plants | M EUR | 0
BE | CD Savings | Output | Annualised investment cost | Liquid & gas fuel plants | Carbon Recycling | M EUR | 60
BE | CD Savings | Output | Annualised investment cost | Liquid & gas fuel plants | JP Synthesis | M EUR | 0
BE | CD Savings | Output | Annualised investment cost | Liquid & gas fuel plants | Methanation (CO2) | M EUR | 72
BE | CD Savings | Output | Annualised investment cost | Water | Water desalination & storage | M EUR | 0
BE | CD Savings | Output | Annualised investment cost | Liquid & gas fuel plants | Gas Storage | M EUR | 0
BE | CD Savings | Output | Annualised investment cost | Liquid & gas fuel plants | Oil Storage | M EUR | 0
BE | CD Savings | Output | Annualised investment cost | Liquid & gas fuel plants | Methanol Storage | M EUR | 0
BE | CD Savings | Output | Annualised investment cost | Electricity | Interconnection | M EUR | 0
BE | CD Savings | Output | Annualised investment cost | Heating | DH - Geothermal | M EUR | 0
BE | CD Savings | Output | Annualised investment cost | Heating | DH - Industrial excess | M EUR | 0
BE | CD Savings | Output | Annualised investment cost | Electricity | Indust. CHP Electr. | M EUR | 0
BE | CD Savings | Output | Annualised investment cost | Heating | Indust. CHP Heat | M EUR | 0
BE | CD Savings | Output | Annualised investment cost | Road vehicles | Vehicles | M EUR | 0
BE | CD Savings | Output | Annualised investment cost | Heating | Estimated electricity grid reinforcement | M EUR | 852
BE | CD Savings | Output | Annualised investment cost | Cooling | Cooling savings | M EUR | 27
BE | CD Savings | Output | Annualised investment cost | Cooling | District cooling pipes | M EUR | 18
BE | CD Savings | Output | Annualised investment cost | Cooling | Individual cooling | M EUR | 1041
BE | CD Savings | Output | Annualised investment cost | Cooling | District cooling | M EUR | 5
BE | CD Savings | Output | Annualised investment cost | Heating | District heating substations | M EUR | 65
BE | CD Savings | Output | Annualised investment cost | Heating | Heat savings | M EUR | 5313
BE | CD Savings | Output | Annualised investment cost | Heating | District heating pipes | M EUR | 609
BE | CD Savings | Output | Installed capacity | Heating | DH - Waste incineration | MWth | 0
BE | CD Savings | Output | Installed capacity | Heating | DH - Solar thermal | MWth | 18
BE | CD Savings | Output | Installed capacity | Heating | Indv. heat pumps | MWth | 283.5
BE | CD Savings | Output | Installed capacity | Heating | Indv. boilers | MWth | 18152.9412
BE | CD Savings | Output | Installed capacity | Cooling | Indv. cooling | MWe | 3719.5455
BE | CD Savings | Output | Installed capacity | Cooling | District cooling - chillers | MWth | 460
BE | CD Savings | Output | Fuel individual boilers | Indiviual Boilers | Coal | TWh/year | 0
BE | CD Savings | Output | Fuel individual boilers | Indiviual Boilers | Oil | TWh/year | 0
BE | CD Savings | Output | Fuel individual boilers | Indiviual Boilers | Ngas | TWh/year | 40.27
BE | CD Savings | Output | Fuel individual boilers | Indiviual Boilers | Biomass | TWh/year | 14.19
BE | CD 2050 | Output | PES | Fossil Fuel | Coal | TWh/year | 2.79
BE | CD 2050 | Output | PES | Fossil Fuel | Oil | TWh/year | 56.27
BE | CD 2050 | Output | PES | Fossil Fuel | Natural gas | TWh/year | 96.51
BE | CD 2050 | Output | PES | Nuclear | Nuclear | TWh/year | 0
BE | CD 2050 | Output | PES | RES | Biomass | TWh/year | 408.23
BE | CD 2050 | Output | PES | RES | Hydro | TWh/year | 0.29
BE | CD 2050 | Output | PES | RES | Wind | TWh/year | 48.87
BE | CD 2050 | Output | PES | RES | Solar elec. | TWh/year | 110.63
BE | CD 2050 | Output | PES | RES | Geothermal elec. | TWh/year | 1.7
BE | CD 2050 | Output | PES | RES | Solar heat | TWh/year | 0.02
BE | CD 2050 | Output | PES | RES | Wave & tidal | TWh/year | 0
BE | CD 2050 | Output | PES | Trade | Export/Import | TWh/year | -14.55
BE | CD 2050 | Output | Emissions | Energy and industry | CO2-emissions | Mt | 35.527
BE | CD 2050 | Output | Electricity production | Thermal | Condensing power plants | TWh/year | 195.03
BE | CD 2050 | Output | Electricity production | Thermal | CHP plants (incl. waste) | TWh/year | 7.89
BE | CD 2050 | Output | Electricity production | Thermal | Industrial CHP | TWh/year | 0
BE | CD 2050 | Output | Electricity production | Nuclear | Nuclear power plants | TWh/year | 0
BE | CD 2050 | Output | Electricity production | RES | Geothermal power plants | TWh/year | 1.7
BE | CD 2050 | Output | Electricity production | RES | Onshore wind | TWh/year | 35.72
BE | CD 2050 | Output | Electricity production | RES | Offshore wind | TWh/year | 13.15
BE | CD 2050 | Output | Electricity production | RES | Photovoltaic | TWh/year | 110.63
BE | CD 2050 | Output | Electricity production | RES | Concentrated solar plants | TWh/year | 0
BE | CD 2050 | Output | Electricity production | RES | Wave & tidal | TWh/year | 0
BE | CD 2050 | Output | Electricity production | RES | Dammed hydro | TWh/year | 0
BE | CD 2050 | Output | Electricity production | RES | River hydro | TWh/year | 0.29
BE | CD 2050 | Output | Electricity production | Trade | Net import (+) / export (-) | TWh/year | -14.55
BE | CD 2050 | Output | Heat supply | Individual heating | Electric heating | TWh/year | 8.69
BE | CD 2050 | Output | Heat supply | Individual heating | Heat pumps | TWh/year | 1.11
BE | CD 2050 | Output | Heat supply | Individual heating | Boilers | TWh/year | 60.67
BE | CD 2050 | Output | Heat supply | Individual heating | Solar thermal | TWh/year | 0
BE | CD 2050 | Output | Heat supply | District heating | CHP plants | TWh/year | 8.87
BE | CD 2050 | Output | Heat supply | District heating | Fuel boilers | TWh/year | 2.58
BE | CD 2050 | Output | Heat supply | District heating | Electric boilers | TWh/year | 0
BE | CD 2050 | Output | Heat supply | District heating | Waste | TWh/year | 0
BE | CD 2050 | Output | Heat supply | District heating | Heat pumps | TWh/year | 0
BE | CD 2050 | Output | Heat supply | District heating | Industrial excess & waste incineration | TWh/year | 0.03
BE | CD 2050 | Output | Costs | Fuel | Fuel excl. natural gas exchange | M EUR | 16988
BE | CD 2050 | Output | Costs | Fuel | Natural gas exchange costs | M EUR | 3231
BE | CD 2050 | Output | Costs | Operation & Maintenance | Marginal operation costs | M EUR | 561
BE | CD 2050 | Output | Costs | Operation & Maintenance | Electricity exchange | M EUR | 0
BE | CD 2050 | Output | Costs | CO2 | CO2 emission costs | M EUR | 1545
BE | CD 2050 | Output | Costs | Operation & Maintenance | Fixed operation costs | M EUR | 6044
BE | CD 2050 | Output | Costs | Annual investment | Annual investment costs | M EUR | 17564
BE | CD 2050 | Output | Annualised investment cost | Heating | DH - Solar thermal | M EUR | 0
BE | CD 2050 | Output | Annualised investment cost | Heating | DH - Combined heat & power | M EUR | 94
BE | CD 2050 | Output | Annualised investment cost | Heating | DH - Heat pumps | M EUR | 0
BE | CD 2050 | Output | Annualised investment cost | Heating | DH - Thermal storage | M EUR | 2
BE | CD 2050 | Output | Annualised investment cost | Heating | DH - Fuel & electric boilers | M EUR | 186
BE | CD 2050 | Output | Annualised investment cost | Electricity | Power plants | M EUR | 3034
BE | CD 2050 | Output | Annualised investment cost | Electricity | Onshore wind | M EUR | 860
BE | CD 2050 | Output | Annualised investment cost | Electricity | Offshore wind | M EUR | 298
BE | CD 2050 | Output | Annualised investment cost | Electricity | Photovoltaic | M EUR | 3333
BE | CD 2050 | Output | Annualised investment cost | Electricity | Other var. RES | M EUR | 0
BE | CD 2050 | Output | Annualised investment cost | Electricity | Hydro | M EUR | 63
BE | CD 2050 | Output | Annualised investment cost | Electricity | Nuclear plants | M EUR | 0
BE | CD 2050 | Output | Annualised investment cost | Electricity | Geothermal | M EUR | 43
BE | CD 2050 | Output | Annualised investment cost | Liquid & gas fuel plants | Electrolyser | M EUR | 665
BE | CD 2050 | Output | Annualised investment cost | Liquid & gas fuel plants | Hydrogen Storage | M EUR | 928
BE | CD 2050 | Output | Annualised investment cost | Electricity | Pump | M EUR | 0
BE | CD 2050 | Output | Annualised investment cost | Electricity | Turbine | M EUR | 0
BE | CD 2050 | Output | Annualised investment cost | Electricity | Pump Storage | M EUR | 0
BE | CD 2050 | Output | Annualised investment cost | Heating | Indv. boilers | M EUR | 1345
BE | CD 2050 | Output | Annualised investment cost | Heating | Indv. CHP | M EUR | 0
BE | CD 2050 | Output | Annualised investment cost | Heating | Indv. heat pumps | M EUR | 50
BE | CD 2050 | Output | Annualised investment cost | Heating | Indv. electric heat | M EUR | 89
BE | CD 2050 | Output | Annualised investment cost | Heating | Indv. solar thermal | M EUR | 0
BE | CD 2050 | Output | Annualised investment cost | Liquid & gas fuel plants | BioGas Upgrade | M EUR | 0
BE | CD 2050 | Output | Annualised investment cost | Liquid & gas fuel plants | Gasification Upgrade | M EUR | 0
BE | CD 2050 | Output | Annualised investment cost | Heating | DH - Waste incineration | M EUR | 0
BE | CD 2050 | Output | Annualised investment cost | Liquid & gas fuel plants | Biogas Plant | M EUR | 0
BE | CD 2050 | Output | Annualised investment cost | Liquid & gas fuel plants | Gasification Plant | M EUR | 0
BE | CD 2050 | Output | Annualised investment cost | Liquid & gas fuel plants | BioDiesel Plant | M EUR | 62
BE | CD 2050 | Output | Annualised investment cost | Liquid & gas fuel plants | BioPetrol Plant | M EUR | 90
BE | CD 2050 | Output | Annualised investment cost | Liquid & gas fuel plants | BioJPPlant | M EUR | 0
BE | CD 2050 | Output | Annualised investment cost | Electricity | Concentrated solar plants | M EUR | 0
BE | CD 2050 | Output | Annualised investment cost | Liquid & gas fuel plants | Carbon Recycling | M EUR | 60
BE | CD 2050 | Output | Annualised investment cost | Liquid & gas fuel plants | JP Synthesis | M EUR | 0
BE | CD 2050 | Output | Annualised investment cost | Liquid & gas fuel plants | Methanation (CO2) | M EUR | 72
BE | CD 2050 | Output | Annualised investment cost | Water | Water desalination & storage | M EUR | 0
BE | CD 2050 | Output | Annualised investment cost | Liquid & gas fuel plants | Gas Storage | M EUR | 0
BE | CD 2050 | Output | Annualised investment cost | Liquid & gas fuel plants | Oil Storage | M EUR | 0
BE | CD 2050 | Output | Annualised investment cost | Liquid & gas fuel plants | Methanol Storage | M EUR | 0
BE | CD 2050 | Output | Annualised investment cost | Electricity | Interconnection | M EUR | 0
BE | CD 2050 | Output | Annualised investment cost | Heating | DH - Geothermal | M EUR | 0
BE | CD 2050 | Output | Annualised investment cost | Heating | DH - Industrial excess | M EUR | 0
BE | CD 2050 | Output | Annualised investment cost | Electricity | Indust. CHP Electr. | M EUR | 0
BE | CD 2050 | Output | Annualised investment cost | Heating | Indust. CHP Heat | M EUR | 0
BE | CD 2050 | Output | Annualised investment cost | Road vehicles | Vehicles | M EUR | 0
BE | CD 2050 | Output | Annualised investment cost | Heating | Estimated electricity grid reinforcement | M EUR | 226
BE | CD 2050 | Output | Annualised investment cost | Cooling | Cooling savings | M EUR | 27
BE | CD 2050 | Output | Annualised investment cost | Cooling | District cooling pipes | M EUR | 0
BE | CD 2050 | Output | Annualised investment cost | Cooling | Individual cooling | M EUR | 1061
BE | CD 2050 | Output | Annualised investment cost | Cooling | District cooling | M EUR | 0
BE | CD 2050 | Output | Annualised investment cost | Heating | District heating substations | M EUR | 65
BE | CD 2050 | Output | Annualised investment cost | Heating | Heat savings | M EUR | 4895
BE | CD 2050 | Output | Annualised investment cost | Heating | District heating pipes | M EUR | 15
BE | CD 2050 | Output | Installed capacity | Heating | DH - Waste incineration | MWth | 0
BE | CD 2050 | Output | Installed capacity | Heating | DH - Solar thermal | MWth | 18
BE | CD 2050 | Output | Installed capacity | Heating | Indv. heat pumps | MWth | 350
BE | CD 2050 | Output | Installed capacity | Heating | Indv. boilers | MWth | 22471.7647
BE | CD 2050 | Output | Installed capacity | Cooling | Indv. cooling | MWe | 3789.2424
BE | CD 2050 | Output | Installed capacity | Cooling | District cooling - chillers | MWth | 0
BE | CD 2050 | Output | Fuel individual boilers | Indiviual Boilers | Coal | TWh/year | 0
BE | CD 2050 | Output | Fuel individual boilers | Indiviual Boilers | Oil | TWh/year | 0
BE | CD 2050 | Output | Fuel individual boilers | Indiviual Boilers | Ngas | TWh/year | 48.97
BE | CD 2050 | Output | Fuel individual boilers | Indiviual Boilers | Biomass | TWh/year | 17.26
BE | HRE 2050 | Output | PES | Fossil Fuel | Coal | TWh/year | 2.66
BE | HRE 2050 | Output | PES | Fossil Fuel | Oil | TWh/year | 51.62
BE | HRE 2050 | Output | PES | Fossil Fuel | Natural gas | TWh/year | 19.26
BE | HRE 2050 | Output | PES | Nuclear | Nuclear | TWh/year | 0
BE | HRE 2050 | Output | PES | RES | Biomass | TWh/year | 396.55
BE | HRE 2050 | Output | PES | RES | Hydro | TWh/year | 0.29
BE | HRE 2050 | Output | PES | RES | Wind | TWh/year | 60.44
BE | HRE 2050 | Output | PES | RES | Solar elec. | TWh/year | 102.43
BE | HRE 2050 | Output | PES | RES | Geothermal elec. | TWh/year | 1.7
BE | HRE 2050 | Output | PES | RES | Solar heat | TWh/year | 0.03
BE | HRE 2050 | Output | PES | RES | Wave & tidal | TWh/year | 0
BE | HRE 2050 | Output | PES | Trade | Export/Import | TWh/year | -12.49
BE | HRE 2050 | Output | Emissions | Energy and industry | CO2-emissions | Mt | 18.437
BE | HRE 2050 | Output | Electricity production | Thermal | Condensing power plants | TWh/year | 176.1
BE | HRE 2050 | Output | Electricity production | Thermal | CHP plants (incl. waste) | TWh/year | 15
BE | HRE 2050 | Output | Electricity production | Thermal | Industrial CHP | TWh/year | 0
BE | HRE 2050 | Output | Electricity production | Nuclear | Nuclear power plants | TWh/year | 0
BE | HRE 2050 | Output | Electricity production | RES | Geothermal power plants | TWh/year | 1.7
BE | HRE 2050 | Output | Electricity production | RES | Onshore wind | TWh/year | 47.29
BE | HRE 2050 | Output | Electricity production | RES | Offshore wind | TWh/year | 13.15
BE | HRE 2050 | Output | Electricity production | RES | Photovoltaic | TWh/year | 102.43
BE | HRE 2050 | Output | Electricity production | RES | Concentrated solar plants | TWh/year | 0
BE | HRE 2050 | Output | Electricity production | RES | Wave & tidal | TWh/year | 0
BE | HRE 2050 | Output | Electricity production | RES | Dammed hydro | TWh/year | 0
BE | HRE 2050 | Output | Electricity production | RES | River hydro | TWh/year | 0.29
BE | HRE 2050 | Output | Electricity production | Trade | Net import (+) / export (-) | TWh/year | -12.49
BE | HRE 2050 | Output | Heat supply | Individual heating | Electric heating | TWh/year | 0
BE | HRE 2050 | Output | Heat supply | Individual heating | Heat pumps | TWh/year | 36.4
BE | HRE 2050 | Output | Heat supply | Individual heating | Boilers | TWh/year | 0
BE | HRE 2050 | Output | Heat supply | Individual heating | Solar thermal | TWh/year | 0
BE | HRE 2050 | Output | Heat supply | District heating | CHP plants | TWh/year | 16.87
BE | HRE 2050 | Output | Heat supply | District heating | Fuel boilers | TWh/year | 0.21
BE | HRE 2050 | Output | Heat supply | District heating | Electric boilers | TWh/year | 0.1
BE | HRE 2050 | Output | Heat supply | District heating | Waste | TWh/year | 0
BE | HRE 2050 | Output | Heat supply | District heating | Heat pumps | TWh/year | 9.08
BE | HRE 2050 | Output | Heat supply | District heating | Industrial excess & waste incineration | TWh/year | 7.86
BE | HRE 2050 | Output | Costs | Fuel | Fuel excl. natural gas exchange | M EUR | 15812
BE | HRE 2050 | Output | Costs | Fuel | Natural gas exchange costs | M EUR | 645
BE | HRE 2050 | Output | Costs | Operation & Maintenance | Marginal operation costs | M EUR | 531
BE | HRE 2050 | Output | Costs | Operation & Maintenance | Electricity exchange | M EUR | 0
BE | HRE 2050 | Output | Costs | CO2 | CO2 emission costs | M EUR | 802
BE | HRE 2050 | Output | Costs | Operation & Maintenance | Fixed operation costs | M EUR | 5650
BE | HRE 2050 | Output | Costs | Annual investment | Annual investment costs | M EUR | 19709
BE | HRE 2050 | Output | Annualised investment cost | Heating | DH - Solar thermal | M EUR | 0
BE | HRE 2050 | Output | Annualised investment cost | Heating | DH - Combined heat & power | M EUR | 192
BE | HRE 2050 | Output | Annualised investment cost | Heating | DH - Heat pumps | M EUR | 183
BE | HRE 2050 | Output | Annualised investment cost | Heating | DH - Thermal storage | M EUR | 7
BE | HRE 2050 | Output | Annualised investment cost | Heating | DH - Fuel & electric boilers | M EUR | 158
BE | HRE 2050 | Output | Annualised investment cost | Electricity | Power plants | M EUR | 2908
BE | HRE 2050 | Output | Annualised investment cost | Electricity | Onshore wind | M EUR | 1139
BE | HRE 2050 | Output | Annualised investment cost | Electricity | Offshore wind | M EUR | 298
BE | HRE 2050 | Output | Annualised investment cost | Electricity | Photovoltaic | M EUR | 3086
BE | HRE 2050 | Output | Annualised investment cost | Electricity | Other var. RES | M EUR | 0
BE | HRE 2050 | Output | Annualised investment cost | Electricity | Hydro | M EUR | 63
BE | HRE 2050 | Output | Annualised investment cost | Electricity | Nuclear plants | M EUR | 0
BE | HRE 2050 | Output | Annualised investment cost | Electricity | Geothermal | M EUR | 43
BE | HRE 2050 | Output | Annualised investment cost | Liquid & gas fuel plants | Electrolyser | M EUR | 643
BE | HRE 2050 | Output | Annualised investment cost | Liquid & gas fuel plants | Hydrogen Storage | M EUR | 898
BE | HRE 2050 | Output | Annualised investment cost | Electricity | Pump | M EUR | 0
BE | HRE 2050 | Output | Annualised investment cost | Electricity | Turbine | M EUR | 0
BE | HRE 2050 | Output | Annualised investment cost | Electricity | Pump Storage | M EUR | 0
BE | HRE 2050 | Output | Annualised investment cost | Heating | Indv. boilers | M EUR | 0
BE | HRE 2050 | Output | Annualised investment cost | Heating | Indv. CHP | M EUR | 0
BE | HRE 2050 | Output | Annualised investment cost | Heating | Indv. heat pumps | M EUR | 1976
BE | HRE 2050 | Output | Annualised investment cost | Heating | Indv. electric heat | M EUR | 0
BE | HRE 2050 | Output | Annualised investment cost | Heating | Indv. solar thermal | M EUR | 0
BE | HRE 2050 | Output | Annualised investment cost | Liquid & gas fuel plants | BioGas Upgrade | M EUR | 5
BE | HRE 2050 | Output | Annualised investment cost | Liquid & gas fuel plants | Gasification Upgrade | M EUR | 0
BE | HRE 2050 | Output | Annualised investment cost | Heating | DH - Waste incineration | M EUR | 0
BE | HRE 2050 | Output | Annualised investment cost | Liquid & gas fuel plants | Biogas Plant | M EUR | 23
BE | HRE 2050 | Output | Annualised investment cost | Liquid & gas fuel plants | Gasification Plant | M EUR | 0
BE | HRE 2050 | Output | Annualised investment cost | Liquid & gas fuel plants | BioDiesel Plant | M EUR | 62
BE | HRE 2050 | Output | Annualised investment cost | Liquid & gas fuel plants | BioPetrol Plant | M EUR | 90
BE | HRE 2050 | Output | Annualised investment cost | Liquid & gas fuel plants | BioJPPlant | M EUR | 0
BE | HRE 2050 | Output | Annualised investment cost | Electricity | Concentrated solar plants | M EUR | 0
BE | HRE 2050 | Output | Annualised investment cost | Liquid & gas fuel plants | Carbon Recycling | M EUR | 60
BE | HRE 2050 | Output | Annualised investment cost | Liquid & gas fuel plants | JP Synthesis | M EUR | 0
BE | HRE 2050 | Output | Annualised investment cost | Liquid & gas fuel plants | Methanation (CO2) | M EUR | 72
BE | HRE 2050 | Output | Annualised investment cost | Water | Water desalination & storage | M EUR | 0
BE | HRE 2050 | Output | Annualised investment cost | Liquid & gas fuel plants | Gas Storage | M EUR | 0
BE | HRE 2050 | Output | Annualised investment cost | Liquid & gas fuel plants | Oil Storage | M EUR | 0
BE | HRE 2050 | Output | Annualised investment cost | Liquid & gas fuel plants | Methanol Storage | M EUR | 0
BE | HRE 2050 | Output | Annualised investment cost | Electricity | Interconnection | M EUR | 0
BE | HRE 2050 | Output | Annualised investment cost | Heating | DH - Geothermal | M EUR | 1
BE | HRE 2050 | Output | Annualised investment cost | Heating | DH - Industrial excess | M EUR | 2
BE | HRE 2050 | Output | Annualised investment cost | Electricity | Indust. CHP Electr. | M EUR | 0
BE | HRE 2050 | Output | Annualised investment cost | Heating | Indust. CHP Heat | M EUR | 0
BE | HRE 2050 | Output | Annualised investment cost | Road vehicles | Vehicles | M EUR | 0
BE | HRE 2050 | Output | Annualised investment cost | Heating | Estimated electricity grid reinforcement | M EUR | 553
BE | HRE 2050 | Output | Annualised investment cost | Cooling | Cooling savings | M EUR | 27
BE | HRE 2050 | Output | Annualised investment cost | Cooling | District cooling pipes | M EUR | 18
BE | HRE 2050 | Output | Annualised investment cost | Cooling | Individual cooling | M EUR | 1041
BE | HRE 2050 | Output | Annualised investment cost | Cooling | District cooling | M EUR | 5
BE | HRE 2050 | Output | Annualised investment cost | Heating | District heating substations | M EUR | 233
BE | HRE 2050 | Output | Annualised investment cost | Heating | Heat savings | M EUR | 5313
BE | HRE 2050 | Output | Annualised investment cost | Heating | District heating pipes | M EUR | 609
BE | HRE 2050 | Output | Installed capacity | Heating | DH - Waste incineration | MWth | 0
BE | HRE 2050 | Output | Installed capacity | Heating | DH - Solar thermal | MWth | 25
BE | HRE 2050 | Output | Installed capacity | Heating | Indv. heat pumps | MWth | 11259.5
BE | HRE 2050 | Output | Installed capacity | Heating | Indv. boilers | MWth | 0
BE | HRE 2050 | Output | Installed capacity | Cooling | Indv. cooling | MWe | 3719.5455
BE | HRE 2050 | Output | Installed capacity | Cooling | District cooling - chillers | MWth | 460
BE | HRE 2050 | Output | Fuel individual boilers | Indiviual Boilers | Coal | TWh/year | 0
BE | HRE 2050 | Output | Fuel individual boilers | Indiviual Boilers | Oil | TWh/year | 0
BE | HRE 2050 | Output | Fuel individual boilers | Indiviual Boilers | Ngas | TWh/year | 0
BE | HRE 2050 | Output | Fuel individual boilers | Indiviual Boilers | Biomass | TWh/year | 0
CZ | BL 2015 | Output | PES | Fossil Fuel | Coal | TWh/year | 147.7
CZ | BL 2015 | Output | PES | Fossil Fuel | Oil | TWh/year | 71.42
CZ | BL 2015 | Output | PES | Fossil Fuel | Natural gas | TWh/year | 72.29
CZ | BL 2015 | Output | PES | Nuclear | Nuclear | TWh/year | 85.58
CZ | BL 2015 | Output | PES | RES | Biomass | TWh/year | 36.92
CZ | BL 2015 | Output | PES | RES | Hydro | TWh/year | 2.68
CZ | BL 2015 | Output | PES | RES | Wind | TWh/year | 0.28
CZ | BL 2015 | Output | PES | RES | Solar elec. | TWh/year | 2.02
CZ | BL 2015 | Output | PES | RES | Geothermal elec. | TWh/year | 0
CZ | BL 2015 | Output | PES | RES | Solar heat | TWh/year | 0.06
CZ | BL 2015 | Output | PES | RES | Wave & tidal | TWh/year | 0
CZ | BL 2015 | Output | PES | Trade | Export/Import | TWh/year | 0
CZ | BL 2015 | Output | Emissions | Energy and industry | CO2-emissions | Mt | 85.94
CZ | BL 2015 | Output | Electricity production | Thermal | Condensing power plants | TWh/year | 5.61
CZ | BL 2015 | Output | Electricity production | Thermal | CHP plants (incl. waste) | TWh/year | 17.07
CZ | BL 2015 | Output | Electricity production | Thermal | Industrial CHP | TWh/year | 10.15
CZ | BL 2015 | Output | Electricity production | Nuclear | Nuclear power plants | TWh/year | 25.67
CZ | BL 2015 | Output | Electricity production | RES | Geothermal power plants | TWh/year | 0
CZ | BL 2015 | Output | Electricity production | RES | Onshore wind | TWh/year | 0.28
CZ | BL 2015 | Output | Electricity production | RES | Offshore wind | TWh/year | 0
CZ | BL 2015 | Output | Electricity production | RES | Photovoltaic | TWh/year | 2.02
CZ | BL 2015 | Output | Electricity production | RES | Concentrated solar plants | TWh/year | 0
CZ | BL 2015 | Output | Electricity production | RES | Wave & tidal | TWh/year | 0
CZ | BL 2015 | Output | Electricity production | RES | Dammed hydro | TWh/year | 2.1
CZ | BL 2015 | Output | Electricity production | RES | River hydro | TWh/year | 0.6
CZ | BL 2015 | Output | Electricity production | Trade | Net import (+) / export (-) | TWh/year | 0
CZ | BL 2015 | Output | Heat supply | Individual heating | Electric heating | TWh/year | 11.81
CZ | BL 2015 | Output | Heat supply | Individual heating | Heat pumps | TWh/year | 0.14
CZ | BL 2015 | Output | Heat supply | Individual heating | Boilers | TWh/year | 52.38
CZ | BL 2015 | Output | Heat supply | Individual heating | Solar thermal | TWh/year | 0.06
CZ | BL 2015 | Output | Heat supply | District heating | CHP plants | TWh/year | 23.77
CZ | BL 2015 | Output | Heat supply | District heating | Fuel boilers | TWh/year | 5.74
CZ | BL 2015 | Output | Heat supply | District heating | Electric boilers | TWh/year | 0
CZ | BL 2015 | Output | Heat supply | District heating | Waste | TWh/year | 0.1
CZ | BL 2015 | Output | Heat supply | District heating | Heat pumps | TWh/year | 0
CZ | BL 2015 | Output | Heat supply | District heating | Industrial excess & waste incineration | TWh/year | 0
CZ | BL 2015 | Output | Costs | Fuel | Fuel excl. natural gas exchange | M EUR | 6455
CZ | BL 2015 | Output | Costs | Fuel | Natural gas exchange costs | M EUR | 2420
CZ | BL 2015 | Output | Costs | Operation & Maintenance | Marginal operation costs | M EUR | 449
CZ | BL 2015 | Output | Costs | Operation & Maintenance | Electricity exchange | M EUR | 0
CZ | BL 2015 | Output | Costs | CO2 | CO2 emission costs | M EUR | 481
CZ | BL 2015 | Output | Costs | Operation & Maintenance | Fixed operation costs | M EUR | 1658
CZ | BL 2015 | Output | Costs | Annual investment | Annual investment costs | M EUR | 4946
CZ | BL 2015 | Output | Annualised investment cost | Heating | DH - Solar thermal | M EUR | 0
CZ | BL 2015 | Output | Annualised investment cost | Heating | DH - Combined heat & power | M EUR | 204
CZ | BL 2015 | Output | Annualised investment cost | Heating | DH - Heat pumps | M EUR | 0
CZ | BL 2015 | Output | Annualised investment cost | Heating | DH - Thermal storage | M EUR | 5
CZ | BL 2015 | Output | Annualised investment cost | Heating | DH - Fuel & electric boilers | M EUR | 36
CZ | BL 2015 | Output | Annualised investment cost | Electricity | Power plants | M EUR | 633
CZ | BL 2015 | Output | Annualised investment cost | Electricity | Onshore wind | M EUR | 9
CZ | BL 2015 | Output | Annualised investment cost | Electricity | Offshore wind | M EUR | 0
CZ | BL 2015 | Output | Annualised investment cost | Electricity | Photovoltaic | M EUR | 120
CZ | BL 2015 | Output | Annualised investment cost | Electricity | Other var. RES | M EUR | 0
CZ | BL 2015 | Output | Annualised investment cost | Electricity | Hydro | M EUR | 125
CZ | BL 2015 | Output | Annualised investment cost | Electricity | Nuclear plants | M EUR | 543
CZ | BL 2015 | Output | Annualised investment cost | Electricity | Geothermal | M EUR | 0
CZ | BL 2015 | Output | Annualised investment cost | Liquid & gas fuel plants | Electrolyser | M EUR | 0
CZ | BL 2015 | Output | Annualised investment cost | Liquid & gas fuel plants | Hydrogen Storage | M EUR | 0
CZ | BL 2015 | Output | Annualised investment cost | Electricity | Pump | M EUR | 0
CZ | BL 2015 | Output | Annualised investment cost | Electricity | Turbine | M EUR | 0
CZ | BL 2015 | Output | Annualised investment cost | Electricity | Pump Storage | M EUR | 0
CZ | BL 2015 | Output | Annualised investment cost | Heating | Indv. boilers | M EUR | 984
CZ | BL 2015 | Output | Annualised investment cost | Heating | Indv. CHP | M EUR | 0
CZ | BL 2015 | Output | Annualised investment cost | Heating | Indv. heat pumps | M EUR | 8
CZ | BL 2015 | Output | Annualised investment cost | Heating | Indv. electric heat | M EUR | 93
CZ | BL 2015 | Output | Annualised investment cost | Heating | Indv. solar thermal | M EUR | 8
CZ | BL 2015 | Output | Annualised investment cost | Liquid & gas fuel plants | BioGas Upgrade | M EUR | 0
CZ | BL 2015 | Output | Annualised investment cost | Liquid & gas fuel plants | Gasification Upgrade | M EUR | 0
CZ | BL 2015 | Output | Annualised investment cost | Heating | DH - Waste incineration | M EUR | 2
CZ | BL 2015 | Output | Annualised investment cost | Liquid & gas fuel plants | Biogas Plant | M EUR | 0
CZ | BL 2015 | Output | Annualised investment cost | Liquid & gas fuel plants | Gasification Plant | M EUR | 0
CZ | BL 2015 | Output | Annualised investment cost | Liquid & gas fuel plants | BioDiesel Plant | M EUR | 59
CZ | BL 2015 | Output | Annualised investment cost | Liquid & gas fuel plants | BioPetrol Plant | M EUR | 15
CZ | BL 2015 | Output | Annualised investment cost | Liquid & gas fuel plants | BioJPPlant | M EUR | 0
CZ | BL 2015 | Output | Annualised investment cost | Electricity | Concentrated solar plants | M EUR | 0
CZ | BL 2015 | Output | Annualised investment cost | Liquid & gas fuel plants | Carbon Recycling | M EUR | 0
CZ | BL 2015 | Output | Annualised investment cost | Liquid & gas fuel plants | JP Synthesis | M EUR | 0
CZ | BL 2015 | Output | Annualised investment cost | Liquid & gas fuel plants | Methanation (CO2) | M EUR | 0
CZ | BL 2015 | Output | Annualised investment cost | Water | Water desalination & storage | M EUR | 0
CZ | BL 2015 | Output | Annualised investment cost | Liquid & gas fuel plants | Gas Storage | M EUR | 0
CZ | BL 2015 | Output | Annualised investment cost | Liquid & gas fuel plants | Oil Storage | M EUR | 0
CZ | BL 2015 | Output | Annualised investment cost | Liquid & gas fuel plants | Methanol Storage | M EUR | 0
CZ | BL 2015 | Output | Annualised investment cost | Electricity | Interconnection | M EUR | 0
CZ | BL 2015 | Output | Annualised investment cost | Heating | DH - Geothermal | M EUR | 0
CZ | BL 2015 | Output | Annualised investment cost | Heating | DH - Industrial excess | M EUR | 0
CZ | BL 2015 | Output | Annualised investment cost | Electricity | Indust. CHP Electr. | M EUR | 29
CZ | BL 2015 | Output | Annualised investment cost | Heating | Indust. CHP Heat | M EUR | 0
CZ | BL 2015 | Output | Annualised investment cost | Road vehicles | Vehicles | M EUR | 0
CZ | BL 2015 | Output | Annualised investment cost | Heating | Estimated electricity grid reinforcement | M EUR | 0
CZ | BL 2015 | Output | Annualised investment cost | Cooling | Cooling savings | M EUR | 20
CZ | BL 2015 | Output | Annualised investment cost | Cooling | District cooling pipes | M EUR | 0
CZ | BL 2015 | Output | Annualised investment cost | Cooling | Individual cooling | M EUR | 12
CZ | BL 2015 | Output | Annualised investment cost | Cooling | District cooling | M EUR | 0
CZ | BL 2015 | Output | Annualised investment cost | Heating | District heating substations | M EUR | 0
CZ | BL 2015 | Output | Annualised investment cost | Heating | Heat savings | M EUR | 1929
CZ | BL 2015 | Output | Annualised investment cost | Heating | District heating pipes | M EUR | 115
CZ | BL 2015 | Output | Installed capacity | Heating | DH - Waste incineration | MWth | 11
CZ | BL 2015 | Output | Installed capacity | Heating | DH - Solar thermal | MWth | 0
CZ | BL 2015 | Output | Installed capacity | Heating | Indv. heat pumps | MWth | 49
CZ | BL 2015 | Output | Installed capacity | Heating | Indv. boilers | MWth | 19634.1176
CZ | BL 2015 | Output | Installed capacity | Cooling | Indv. cooling | MWe | 109.8485
CZ | BL 2015 | Output | Installed capacity | Cooling | District cooling - chillers | MWth | 0
CZ | BL 2015 | Output | Fuel individual boilers | Indiviual Boilers | Coal | TWh/year | 12.85
CZ | BL 2015 | Output | Fuel individual boilers | Indiviual Boilers | Oil | TWh/year | 0.35
CZ | BL 2015 | Output | Fuel individual boilers | Indiviual Boilers | Ngas | TWh/year | 34.72
CZ | BL 2015 | Output | Fuel individual boilers | Indiviual Boilers | Biomass | TWh/year | 20.09
CZ | BL 2050 | Output | PES | Fossil Fuel | Coal | TWh/year | 69.97
CZ | BL 2050 | Output | PES | Fossil Fuel | Oil | TWh/year | 72.23
CZ | BL 2050 | Output | PES | Fossil Fuel | Natural gas | TWh/year | 48.62
CZ | BL 2050 | Output | PES | Nuclear | Nuclear | TWh/year | 143.67
CZ | BL 2050 | Output | PES | RES | Biomass | TWh/year | 47.18
CZ | BL 2050 | Output | PES | RES | Hydro | TWh/year | 3.9
CZ | BL 2050 | Output | PES | RES | Wind | TWh/year | 2.11
CZ | BL 2050 | Output | PES | RES | Solar elec. | TWh/year | 15.3
CZ | BL 2050 | Output | PES | RES | Geothermal elec. | TWh/year | 0.15
CZ | BL 2050 | Output | PES | RES | Solar heat | TWh/year | 0.99
CZ | BL 2050 | Output | PES | RES | Wave & tidal | TWh/year | 0
CZ | BL 2050 | Output | PES | Trade | Export/Import | TWh/year | -0.16
CZ | BL 2050 | Output | Emissions | Energy and industry | CO2-emissions | Mt | 53.739
CZ | BL 2050 | Output | Electricity production | Thermal | Condensing power plants | TWh/year | 11.93
CZ | BL 2050 | Output | Electricity production | Thermal | CHP plants (incl. waste) | TWh/year | 17.62
CZ | BL 2050 | Output | Electricity production | Thermal | Industrial CHP | TWh/year | 2.98
CZ | BL 2050 | Output | Electricity production | Nuclear | Nuclear power plants | TWh/year | 43.1
CZ | BL 2050 | Output | Electricity production | RES | Geothermal power plants | TWh/year | 0.15
CZ | BL 2050 | Output | Electricity production | RES | Onshore wind | TWh/year | 2.11
CZ | BL 2050 | Output | Electricity production | RES | Offshore wind | TWh/year | 0
CZ | BL 2050 | Output | Electricity production | RES | Photovoltaic | TWh/year | 15.3
CZ | BL 2050 | Output | Electricity production | RES | Concentrated solar plants | TWh/year | 0
CZ | BL 2050 | Output | Electricity production | RES | Wave & tidal | TWh/year | 0
CZ | BL 2050 | Output | Electricity production | RES | Dammed hydro | TWh/year | 4.5
CZ | BL 2050 | Output | Electricity production | RES | River hydro | TWh/year | 0.6
CZ | BL 2050 | Output | Electricity production | Trade | Net import (+) / export (-) | TWh/year | -0.16
CZ | BL 2050 | Output | Heat supply | Individual heating | Electric heating | TWh/year | 10.03
CZ | BL 2050 | Output | Heat supply | Individual heating | Heat pumps | TWh/year | 3.43
CZ | BL 2050 | Output | Heat supply | Individual heating | Boilers | TWh/year | 22.99
CZ | BL 2050 | Output | Heat supply | Individual heating | Solar thermal | TWh/year | 0
CZ | BL 2050 | Output | Heat supply | District heating | CHP plants | TWh/year | 19.83
CZ | BL 2050 | Output | Heat supply | District heating | Fuel boilers | TWh/year | 5.75
CZ | BL 2050 | Output | Heat supply | District heating | Electric boilers | TWh/year | 0
CZ | BL 2050 | Output | Heat supply | District heating | Waste | TWh/year | 0.07
CZ | BL 2050 | Output | Heat supply | District heating | Heat pumps | TWh/year | 0
CZ | BL 2050 | Output | Heat supply | District heating | Industrial excess & waste incineration | TWh/year | 0
CZ | BL 2050 | Output | Costs | Fuel | Fuel excl. natural gas exchange | M EUR | 5854
CZ | BL 2050 | Output | Costs | Fuel | Natural gas exchange costs | M EUR | 1628
CZ | BL 2050 | Output | Costs | Operation & Maintenance | Marginal operation costs | M EUR | 733
CZ | BL 2050 | Output | Costs | Operation & Maintenance | Electricity exchange | M EUR | 0
CZ | BL 2050 | Output | Costs | CO2 | CO2 emission costs | M EUR | 2338
CZ | BL 2050 | Output | Costs | Operation & Maintenance | Fixed operation costs | M EUR | 1424
CZ | BL 2050 | Output | Costs | Annual investment | Annual investment costs | M EUR | 5348
CZ | BL 2050 | Output | Annualised investment cost | Heating | DH - Solar thermal | M EUR | 13
CZ | BL 2050 | Output | Annualised investment cost | Heating | DH - Combined heat & power | M EUR | 227
CZ | BL 2050 | Output | Annualised investment cost | Heating | DH - Heat pumps | M EUR | 0
CZ | BL 2050 | Output | Annualised investment cost | Heating | DH - Thermal storage | M EUR | 12
CZ | BL 2050 | Output | Annualised investment cost | Heating | DH - Fuel & electric boilers | M EUR | 366
CZ | BL 2050 | Output | Annualised investment cost | Electricity | Power plants | M EUR | 513
CZ | BL 2050 | Output | Annualised investment cost | Electricity | Onshore wind | M EUR | 52
CZ | BL 2050 | Output | Annualised investment cost | Electricity | Offshore wind | M EUR | 0
CZ | BL 2050 | Output | Annualised investment cost | Electricity | Photovoltaic | M EUR | 389
CZ | BL 2050 | Output | Annualised investment cost | Electricity | Other var. RES | M EUR | 0
CZ | BL 2050 | Output | Annualised investment cost | Electricity | Hydro | M EUR | 143
CZ | BL 2050 | Output | Annualised investment cost | Electricity | Nuclear plants | M EUR | 504
CZ | BL 2050 | Output | Annualised investment cost | Electricity | Geothermal | M EUR | 3
CZ | BL 2050 | Output | Annualised investment cost | Liquid & gas fuel plants | Electrolyser | M EUR | 1
CZ | BL 2050 | Output | Annualised investment cost | Liquid & gas fuel plants | Hydrogen Storage | M EUR | 1
CZ | BL 2050 | Output | Annualised investment cost | Electricity | Pump | M EUR | 0
CZ | BL 2050 | Output | Annualised investment cost | Electricity | Turbine | M EUR | 0
CZ | BL 2050 | Output | Annualised investment cost | Electricity | Pump Storage | M EUR | 0
CZ | BL 2050 | Output | Annualised investment cost | Heating | Indv. boilers | M EUR | 363
CZ | BL 2050 | Output | Annualised investment cost | Heating | Indv. CHP | M EUR | 0
CZ | BL 2050 | Output | Annualised investment cost | Heating | Indv. heat pumps | M EUR | 130
CZ | BL 2050 | Output | Annualised investment cost | Heating | Indv. electric heat | M EUR | 99
CZ | BL 2050 | Output | Annualised investment cost | Heating | Indv. solar thermal | M EUR | 0
CZ | BL 2050 | Output | Annualised investment cost | Liquid & gas fuel plants | BioGas Upgrade | M EUR | 0
CZ | BL 2050 | Output | Annualised investment cost | Liquid & gas fuel plants | Gasification Upgrade | M EUR | 0
CZ | BL 2050 | Output | Annualised investment cost | Heating | DH - Waste incineration | M EUR | 1
CZ | BL 2050 | Output | Annualised investment cost | Liquid & gas fuel plants | Biogas Plant | M EUR | 0
CZ | BL 2050 | Output | Annualised investment cost | Liquid & gas fuel plants | Gasification Plant | M EUR | 0
CZ | BL 2050 | Output | Annualised investment cost | Liquid & gas fuel plants | BioDiesel Plant | M EUR | 23
CZ | BL 2050 | Output | Annualised investment cost | Liquid & gas fuel plants | BioPetrol Plant | M EUR | 11
CZ | BL 2050 | Output | Annualised investment cost | Liquid & gas fuel plants | BioJPPlant | M EUR | 0
CZ | BL 2050 | Output | Annualised investment cost | Electricity | Concentrated solar plants | M EUR | 0
CZ | BL 2050 | Output | Annualised investment cost | Liquid & gas fuel plants | Carbon Recycling | M EUR | 0
CZ | BL 2050 | Output | Annualised investment cost | Liquid & gas fuel plants | JP Synthesis | M EUR | 0
CZ | BL 2050 | Output | Annualised investment cost | Liquid & gas fuel plants | Methanation (CO2) | M EUR | 0
CZ | BL 2050 | Output | Annualised investment cost | Water | Water desalination & storage | M EUR | 0
CZ | BL 2050 | Output | Annualised investment cost | Liquid & gas fuel plants | Gas Storage | M EUR | 0
CZ | BL 2050 | Output | Annualised investment cost | Liquid & gas fuel plants | Oil Storage | M EUR | 0
CZ | BL 2050 | Output | Annualised investment cost | Liquid & gas fuel plants | Methanol Storage | M EUR | 0
CZ | BL 2050 | Output | Annualised investment cost | Electricity | Interconnection | M EUR | 0
CZ | BL 2050 | Output | Annualised investment cost | Heating | DH - Geothermal | M EUR | 0
CZ | BL 2050 | Output | Annualised investment cost | Heating | DH - Industrial excess | M EUR | 0
CZ | BL 2050 | Output | Annualised investment cost | Electricity | Indust. CHP Electr. | M EUR | 7
CZ | BL 2050 | Output | Annualised investment cost | Heating | Indust. CHP Heat | M EUR | 0
CZ | BL 2050 | Output | Annualised investment cost | Road vehicles | Vehicles | M EUR | 0
CZ | BL 2050 | Output | Annualised investment cost | Heating | Estimated electricity grid reinforcement | M EUR | 0
CZ | BL 2050 | Output | Annualised investment cost | Cooling | Cooling savings | M EUR | 20
CZ | BL 2050 | Output | Annualised investment cost | Cooling | District cooling pipes | M EUR | 0
CZ | BL 2050 | Output | Annualised investment cost | Cooling | Individual cooling | M EUR | 310
CZ | BL 2050 | Output | Annualised investment cost | Cooling | District cooling | M EUR | 0
CZ | BL 2050 | Output | Annualised investment cost | Heating | District heating substations | M EUR | 116
CZ | BL 2050 | Output | Annualised investment cost | Heating | Heat savings | M EUR | 1929
CZ | BL 2050 | Output | Annualised investment cost | Heating | District heating pipes | M EUR | 115
CZ | BL 2050 | Output | Installed capacity | Heating | DH - Waste incineration | MWth | 8
CZ | BL 2050 | Output | Installed capacity | Heating | DH - Solar thermal | MWth | 658
CZ | BL 2050 | Output | Installed capacity | Heating | Indv. heat pumps | MWth | 980
CZ | BL 2050 | Output | Installed capacity | Heating | Indv. boilers | MWth | 8432.9412
CZ | BL 2050 | Output | Installed capacity | Cooling | Indv. cooling | MWe | 1852.1212
CZ | BL 2050 | Output | Installed capacity | Cooling | District cooling - chillers | MWth | 0
CZ | BL 2050 | Output | Fuel individual boilers | Indiviual Boilers | Coal | TWh/year | 0
CZ | BL 2050 | Output | Fuel individual boilers | Indiviual Boilers | Oil | TWh/year | 0
CZ | BL 2050 | Output | Fuel individual boilers | Indiviual Boilers | Ngas | TWh/year | 24.62
CZ | BL 2050 | Output | Fuel individual boilers | Indiviual Boilers | Biomass | TWh/year | 1.03
CZ | CD Savings | Output | PES | Fossil Fuel | Coal | TWh/year | 1.91
CZ | CD Savings | Output | PES | Fossil Fuel | Oil | TWh/year | 24.34
CZ | CD Savings | Output | PES | Fossil Fuel | Natural gas | TWh/year | 32.49
CZ | CD Savings | Output | PES | Nuclear | Nuclear | TWh/year | 51.74
CZ | CD Savings | Output | PES | RES | Biomass | TWh/year | 211.68
CZ | CD Savings | Output | PES | RES | Hydro | TWh/year | 2.6
CZ | CD Savings | Output | PES | RES | Wind | TWh/year | 61.12
CZ | CD Savings | Output | PES | RES | Solar elec. | TWh/year | 30.67
CZ | CD Savings | Output | PES | RES | Geothermal elec. | TWh/year | 2.85
CZ | CD Savings | Output | PES | RES | Solar heat | TWh/year | 0.64
CZ | CD Savings | Output | PES | RES | Wave & tidal | TWh/year | 0
CZ | CD Savings | Output | PES | Trade | Export/Import | TWh/year | -11.9
CZ | CD Savings | Output | Emissions | Energy and industry | CO2-emissions | Mt | 13.718
CZ | CD Savings | Output | Electricity production | Thermal | Condensing power plants | TWh/year | 70.54
CZ | CD Savings | Output | Electricity production | Thermal | CHP plants (incl. waste) | TWh/year | 5.39
CZ | CD Savings | Output | Electricity production | Thermal | Industrial CHP | TWh/year | 2.98
CZ | CD Savings | Output | Electricity production | Nuclear | Nuclear power plants | TWh/year | 15.52
CZ | CD Savings | Output | Electricity production | RES | Geothermal power plants | TWh/year | 2.85
CZ | CD Savings | Output | Electricity production | RES | Onshore wind | TWh/year | 61.12
CZ | CD Savings | Output | Electricity production | RES | Offshore wind | TWh/year | 0
CZ | CD Savings | Output | Electricity production | RES | Photovoltaic | TWh/year | 30.67
CZ | CD Savings | Output | Electricity production | RES | Concentrated solar plants | TWh/year | 0
CZ | CD Savings | Output | Electricity production | RES | Wave & tidal | TWh/year | 0
CZ | CD Savings | Output | Electricity production | RES | Dammed hydro | TWh/year | 6
CZ | CD Savings | Output | Electricity production | RES | River hydro | TWh/year | 0.6
CZ | CD Savings | Output | Electricity production | Trade | Net import (+) / export (-) | TWh/year | -11.9
CZ | CD Savings | Output | Heat supply | Individual heating | Electric heating | TWh/year | 8
CZ | CD Savings | Output | Heat supply | Individual heating | Heat pumps | TWh/year | 2.74
CZ | CD Savings | Output | Heat supply | Individual heating | Boilers | TWh/year | 18.34
CZ | CD Savings | Output | Heat supply | Individual heating | Solar thermal | TWh/year | 0
CZ | CD Savings | Output | Heat supply | District heating | CHP plants | TWh/year | 11.97
CZ | CD Savings | Output | Heat supply | District heating | Fuel boilers | TWh/year | 3.42
CZ | CD Savings | Output | Heat supply | District heating | Electric boilers | TWh/year | 0
CZ | CD Savings | Output | Heat supply | District heating | Waste | TWh/year | 0
CZ | CD Savings | Output | Heat supply | District heating | Heat pumps | TWh/year | 0
CZ | CD Savings | Output | Heat supply | District heating | Industrial excess & waste incineration | TWh/year | 5.61
CZ | CD Savings | Output | Costs | Fuel | Fuel excl. natural gas exchange | M EUR | 8465
CZ | CD Savings | Output | Costs | Fuel | Natural gas exchange costs | M EUR | 1088
CZ | CD Savings | Output | Costs | Operation & Maintenance | Marginal operation costs | M EUR | 481
CZ | CD Savings | Output | Costs | Operation & Maintenance | Electricity exchange | M EUR | 0
CZ | CD Savings | Output | Costs | CO2 | CO2 emission costs | M EUR | 597
CZ | CD Savings | Output | Costs | Operation & Maintenance | Fixed operation costs | M EUR | 3651
CZ | CD Savings | Output | Costs | Annual investment | Annual investment costs | M EUR | 9538
CZ | CD Savings | Output | Annualised investment cost | Heating | DH - Solar thermal | M EUR | 8
CZ | CD Savings | Output | Annualised investment cost | Heating | DH - Combined heat & power | M EUR | 96
CZ | CD Savings | Output | Annualised investment cost | Heating | DH - Heat pumps | M EUR | 0
CZ | CD Savings | Output | Annualised investment cost | Heating | DH - Thermal storage | M EUR | 8
CZ | CD Savings | Output | Annualised investment cost | Heating | DH - Fuel & electric boilers | M EUR | 182
CZ | CD Savings | Output | Annualised investment cost | Electricity | Power plants | M EUR | 1009
CZ | CD Savings | Output | Annualised investment cost | Electricity | Onshore wind | M EUR | 1491
CZ | CD Savings | Output | Annualised investment cost | Electricity | Offshore wind | M EUR | 0
CZ | CD Savings | Output | Annualised investment cost | Electricity | Photovoltaic | M EUR | 779
CZ | CD Savings | Output | Annualised investment cost | Electricity | Other var. RES | M EUR | 0
CZ | CD Savings | Output | Annualised investment cost | Electricity | Hydro | M EUR | 143
CZ | CD Savings | Output | Annualised investment cost | Electricity | Nuclear plants | M EUR | 182
CZ | CD Savings | Output | Annualised investment cost | Electricity | Geothermal | M EUR | 56
CZ | CD Savings | Output | Annualised investment cost | Liquid & gas fuel plants | Electrolyser | M EUR | 196
CZ | CD Savings | Output | Annualised investment cost | Liquid & gas fuel plants | Hydrogen Storage | M EUR | 273
CZ | CD Savings | Output | Annualised investment cost | Electricity | Pump | M EUR | 0
CZ | CD Savings | Output | Annualised investment cost | Electricity | Turbine | M EUR | 0
CZ | CD Savings | Output | Annualised investment cost | Electricity | Pump Storage | M EUR | 0
CZ | CD Savings | Output | Annualised investment cost | Heating | Indv. boilers | M EUR | 431
CZ | CD Savings | Output | Annualised investment cost | Heating | Indv. CHP | M EUR | 0
CZ | CD Savings | Output | Annualised investment cost | Heating | Indv. heat pumps | M EUR | 130
CZ | CD Savings | Output | Annualised investment cost | Heating | Indv. electric heat | M EUR | 99
CZ | CD Savings | Output | Annualised investment cost | Heating | Indv. solar thermal | M EUR | 0
CZ | CD Savings | Output | Annualised investment cost | Liquid & gas fuel plants | BioGas Upgrade | M EUR | 2
CZ | CD Savings | Output | Annualised investment cost | Liquid & gas fuel plants | Gasification Upgrade | M EUR | 0
CZ | CD Savings | Output | Annualised investment cost | Heating | DH - Waste incineration | M EUR | 0
CZ | CD Savings | Output | Annualised investment cost | Liquid & gas fuel plants | Biogas Plant | M EUR | 10
CZ | CD Savings | Output | Annualised investment cost | Liquid & gas fuel plants | Gasification Plant | M EUR | 0
CZ | CD Savings | Output | Annualised investment cost | Liquid & gas fuel plants | BioDiesel Plant | M EUR | 496
CZ | CD Savings | Output | Annualised investment cost | Liquid & gas fuel plants | BioPetrol Plant | M EUR | 144
CZ | CD Savings | Output | Annualised investment cost | Liquid & gas fuel plants | BioJPPlant | M EUR | 0
CZ | CD Savings | Output | Annualised investment cost | Electricity | Concentrated solar plants | M EUR | 0
CZ | CD Savings | Output | Annualised investment cost | Liquid & gas fuel plants | Carbon Recycling | M EUR | 9
CZ | CD Savings | Output | Annualised investment cost | Liquid & gas fuel plants | JP Synthesis | M EUR | 0
CZ | CD Savings | Output | Annualised investment cost | Liquid & gas fuel plants | Methanation (CO2) | M EUR | 11
CZ | CD Savings | Output | Annualised investment cost | Water | Water desalination & storage | M EUR | 0
CZ | CD Savings | Output | Annualised investment cost | Liquid & gas fuel plants | Gas Storage | M EUR | 0
CZ | CD Savings | Output | Annualised investment cost | Liquid & gas fuel plants | Oil Storage | M EUR | 0
CZ | CD Savings | Output | Annualised investment cost | Liquid & gas fuel plants | Methanol Storage | M EUR | 0
CZ | CD Savings | Output | Annualised investment cost | Electricity | Interconnection | M EUR | 0
CZ | CD Savings | Output | Annualised investment cost | Heating | DH - Geothermal | M EUR | 68
CZ | CD Savings | Output | Annualised investment cost | Heating | DH - Industrial excess | M EUR | 0
CZ | CD Savings | Output | Annualised investment cost | Electricity | Indust. CHP Electr. | M EUR | 7
CZ | CD Savings | Output | Annualised investment cost | Heating | Indust. CHP Heat | M EUR | 0
CZ | CD Savings | Output | Annualised investment cost | Road vehicles | Vehicles | M EUR | 0
CZ | CD Savings | Output | Annualised investment cost | Heating | Estimated electricity grid reinforcement | M EUR | 431
CZ | CD Savings | Output | Annualised investment cost | Cooling | Cooling savings | M EUR | 20
CZ | CD Savings | Output | Annualised investment cost | Cooling | District cooling pipes | M EUR | 9
CZ | CD Savings | Output | Annualised investment cost | Cooling | Individual cooling | M EUR | 304
CZ | CD Savings | Output | Annualised investment cost | Cooling | District cooling | M EUR | 2
CZ | CD Savings | Output | Annualised investment cost | Heating | District heating substations | M EUR | 116
CZ | CD Savings | Output | Annualised investment cost | Heating | Heat savings | M EUR | 2283
CZ | CD Savings | Output | Annualised investment cost | Heating | District heating pipes | M EUR | 542
CZ | CD Savings | Output | Installed capacity | Heating | DH - Waste incineration | MWth | 0
CZ | CD Savings | Output | Installed capacity | Heating | DH - Solar thermal | MWth | 421
CZ | CD Savings | Output | Installed capacity | Heating | Indv. heat pumps | MWth | 826
CZ | CD Savings | Output | Installed capacity | Heating | Indv. boilers | MWth | 6500
CZ | CD Savings | Output | Installed capacity | Cooling | Indv. cooling | MWe | 1814.697
CZ | CD Savings | Output | Installed capacity | Cooling | District cooling - chillers | MWth | 245.7143
CZ | CD Savings | Output | Fuel individual boilers | Indiviual Boilers | Coal | TWh/year | 0
CZ | CD Savings | Output | Fuel individual boilers | Indiviual Boilers | Oil | TWh/year | 0
CZ | CD Savings | Output | Fuel individual boilers | Indiviual Boilers | Ngas | TWh/year | 19.64
CZ | CD Savings | Output | Fuel individual boilers | Indiviual Boilers | Biomass | TWh/year | 0.82
CZ | CD 2050 | Output | PES | Fossil Fuel | Coal | TWh/year | 1.94
CZ | CD 2050 | Output | PES | Fossil Fuel | Oil | TWh/year | 25.87
CZ | CD 2050 | Output | PES | Fossil Fuel | Natural gas | TWh/year | 58.26
CZ | CD 2050 | Output | PES | Nuclear | Nuclear | TWh/year | 51.74
CZ | CD 2050 | Output | PES | RES | Biomass | TWh/year | 206.97
CZ | CD 2050 | Output | PES | RES | Hydro | TWh/year | 2.79
CZ | CD 2050 | Output | PES | RES | Wind | TWh/year | 61.12
CZ | CD 2050 | Output | PES | RES | Solar elec. | TWh/year | 30.67
CZ | CD 2050 | Output | PES | RES | Geothermal elec. | TWh/year | 2.85
CZ | CD 2050 | Output | PES | RES | Solar heat | TWh/year | 0.61
CZ | CD 2050 | Output | PES | RES | Wave & tidal | TWh/year | 0
CZ | CD 2050 | Output | PES | Trade | Export/Import | TWh/year | -9.74
CZ | CD 2050 | Output | Emissions | Energy and industry | CO2-emissions | Mt | 19.412
CZ | CD 2050 | Output | Electricity production | Thermal | Condensing power plants | TWh/year | 73.15
CZ | CD 2050 | Output | Electricity production | Thermal | CHP plants (incl. waste) | TWh/year | 13.59
CZ | CD 2050 | Output | Electricity production | Thermal | Industrial CHP | TWh/year | 0
CZ | CD 2050 | Output | Electricity production | Nuclear | Nuclear power plants | TWh/year | 15.52
CZ | CD 2050 | Output | Electricity production | RES | Geothermal power plants | TWh/year | 2.85
CZ | CD 2050 | Output | Electricity production | RES | Onshore wind | TWh/year | 61.12
CZ | CD 2050 | Output | Electricity production | RES | Offshore wind | TWh/year | 0
CZ | CD 2050 | Output | Electricity production | RES | Photovoltaic | TWh/year | 30.67
CZ | CD 2050 | Output | Electricity production | RES | Concentrated solar plants | TWh/year | 0
CZ | CD 2050 | Output | Electricity production | RES | Wave & tidal | TWh/year | 0
CZ | CD 2050 | Output | Electricity production | RES | Dammed hydro | TWh/year | 5.71
CZ | CD 2050 | Output | Electricity production | RES | River hydro | TWh/year | 0.6
CZ | CD 2050 | Output | Electricity production | Trade | Net import (+) / export (-) | TWh/year | -9.74
CZ | CD 2050 | Output | Heat supply | Individual heating | Electric heating | TWh/year | 10.03
CZ | CD 2050 | Output | Heat supply | Individual heating | Heat pumps | TWh/year | 3.43
CZ | CD 2050 | Output | Heat supply | Individual heating | Boilers | TWh/year | 22.99
CZ | CD 2050 | Output | Heat supply | Individual heating | Solar thermal | TWh/year | 0
CZ | CD 2050 | Output | Heat supply | District heating | CHP plants | TWh/year | 15.28
CZ | CD 2050 | Output | Heat supply | District heating | Fuel boilers | TWh/year | 5.54
CZ | CD 2050 | Output | Heat supply | District heating | Electric boilers | TWh/year | 0
CZ | CD 2050 | Output | Heat supply | District heating | Waste | TWh/year | 0
CZ | CD 2050 | Output | Heat supply | District heating | Heat pumps | TWh/year | 0
CZ | CD 2050 | Output | Heat supply | District heating | Industrial excess & waste incineration | TWh/year | 5.61
CZ | CD 2050 | Output | Costs | Fuel | Fuel excl. natural gas exchange | M EUR | 8403
CZ | CD 2050 | Output | Costs | Fuel | Natural gas exchange costs | M EUR | 1951
CZ | CD 2050 | Output | Costs | Operation & Maintenance | Marginal operation costs | M EUR | 511
CZ | CD 2050 | Output | Costs | Operation & Maintenance | Electricity exchange | M EUR | 0
CZ | CD 2050 | Output | Costs | CO2 | CO2 emission costs | M EUR | 844
CZ | CD 2050 | Output | Costs | Operation & Maintenance | Fixed operation costs | M EUR | 3683
CZ | CD 2050 | Output | Costs | Annual investment | Annual investment costs | M EUR | 8860
CZ | CD 2050 | Output | Annualised investment cost | Heating | DH - Solar thermal | M EUR | 8
CZ | CD 2050 | Output | Annualised investment cost | Heating | DH - Combined heat & power | M EUR | 190
CZ | CD 2050 | Output | Annualised investment cost | Heating | DH - Heat pumps | M EUR | 0
CZ | CD 2050 | Output | Annualised investment cost | Heating | DH - Thermal storage | M EUR | 9
CZ | CD 2050 | Output | Annualised investment cost | Heating | DH - Fuel & electric boilers | M EUR | 359
CZ | CD 2050 | Output | Annualised investment cost | Electricity | Power plants | M EUR | 1045
CZ | CD 2050 | Output | Annualised investment cost | Electricity | Onshore wind | M EUR | 1491
CZ | CD 2050 | Output | Annualised investment cost | Electricity | Offshore wind | M EUR | 0
CZ | CD 2050 | Output | Annualised investment cost | Electricity | Photovoltaic | M EUR | 779
CZ | CD 2050 | Output | Annualised investment cost | Electricity | Other var. RES | M EUR | 0
CZ | CD 2050 | Output | Annualised investment cost | Electricity | Hydro | M EUR | 143
CZ | CD 2050 | Output | Annualised investment cost | Electricity | Nuclear plants | M EUR | 182
CZ | CD 2050 | Output | Annualised investment cost | Electricity | Geothermal | M EUR | 56
CZ | CD 2050 | Output | Annualised investment cost | Liquid & gas fuel plants | Electrolyser | M EUR | 211
CZ | CD 2050 | Output | Annualised investment cost | Liquid & gas fuel plants | Hydrogen Storage | M EUR | 294
CZ | CD 2050 | Output | Annualised investment cost | Electricity | Pump | M EUR | 0
CZ | CD 2050 | Output | Annualised investment cost | Electricity | Turbine | M EUR | 0
CZ | CD 2050 | Output | Annualised investment cost | Electricity | Pump Storage | M EUR | 0
CZ | CD 2050 | Output | Annualised investment cost | Heating | Indv. boilers | M EUR | 431
CZ | CD 2050 | Output | Annualised investment cost | Heating | Indv. CHP | M EUR | 0
CZ | CD 2050 | Output | Annualised investment cost | Heating | Indv. heat pumps | M EUR | 130
CZ | CD 2050 | Output | Annualised investment cost | Heating | Indv. electric heat | M EUR | 99
CZ | CD 2050 | Output | Annualised investment cost | Heating | Indv. solar thermal | M EUR | 0
CZ | CD 2050 | Output | Annualised investment cost | Liquid & gas fuel plants | BioGas Upgrade | M EUR | 0
CZ | CD 2050 | Output | Annualised investment cost | Liquid & gas fuel plants | Gasification Upgrade | M EUR | 0
CZ | CD 2050 | Output | Annualised investment cost | Heating | DH - Waste incineration | M EUR | 0
CZ | CD 2050 | Output | Annualised investment cost | Liquid & gas fuel plants | Biogas Plant | M EUR | 0
CZ | CD 2050 | Output | Annualised investment cost | Liquid & gas fuel plants | Gasification Plant | M EUR | 0
CZ | CD 2050 | Output | Annualised investment cost | Liquid & gas fuel plants | BioDiesel Plant | M EUR | 496
CZ | CD 2050 | Output | Annualised investment cost | Liquid & gas fuel plants | BioPetrol Plant | M EUR | 144
CZ | CD 2050 | Output | Annualised investment cost | Liquid & gas fuel plants | BioJPPlant | M EUR | 0
CZ | CD 2050 | Output | Annualised investment cost | Electricity | Concentrated solar plants | M EUR | 0
CZ | CD 2050 | Output | Annualised investment cost | Liquid & gas fuel plants | Carbon Recycling | M EUR | 9
CZ | CD 2050 | Output | Annualised investment cost | Liquid & gas fuel plants | JP Synthesis | M EUR | 0
CZ | CD 2050 | Output | Annualised investment cost | Liquid & gas fuel plants | Methanation (CO2) | M EUR | 11
CZ | CD 2050 | Output | Annualised investment cost | Water | Water desalination & storage | M EUR | 0
CZ | CD 2050 | Output | Annualised investment cost | Liquid & gas fuel plants | Gas Storage | M EUR | 0
CZ | CD 2050 | Output | Annualised investment cost | Liquid & gas fuel plants | Oil Storage | M EUR | 0
CZ | CD 2050 | Output | Annualised investment cost | Liquid & gas fuel plants | Methanol Storage | M EUR | 0
CZ | CD 2050 | Output | Annualised investment cost | Electricity | Interconnection | M EUR | 0
CZ | CD 2050 | Output | Annualised investment cost | Heating | DH - Geothermal | M EUR | 68
CZ | CD 2050 | Output | Annualised investment cost | Heating | DH - Industrial excess | M EUR | 0
CZ | CD 2050 | Output | Annualised investment cost | Electricity | Indust. CHP Electr. | M EUR | 0
CZ | CD 2050 | Output | Annualised investment cost | Heating | Indust. CHP Heat | M EUR | 0
CZ | CD 2050 | Output | Annualised investment cost | Road vehicles | Vehicles | M EUR | 0
CZ | CD 2050 | Output | Annualised investment cost | Heating | Estimated electricity grid reinforcement | M EUR | 214
CZ | CD 2050 | Output | Annualised investment cost | Cooling | Cooling savings | M EUR | 20
CZ | CD 2050 | Output | Annualised investment cost | Cooling | District cooling pipes | M EUR | 0
CZ | CD 2050 | Output | Annualised investment cost | Cooling | Individual cooling | M EUR | 310
CZ | CD 2050 | Output | Annualised investment cost | Cooling | District cooling | M EUR | 0
CZ | CD 2050 | Output | Annualised investment cost | Heating | District heating substations | M EUR | 116
CZ | CD 2050 | Output | Annualised investment cost | Heating | Heat savings | M EUR | 1929
CZ | CD 2050 | Output | Annualised investment cost | Heating | District heating pipes | M EUR | 115
CZ | CD 2050 | Output | Installed capacity | Heating | DH - Waste incineration | MWth | 0
CZ | CD 2050 | Output | Installed capacity | Heating | DH - Solar thermal | MWth | 421
CZ | CD 2050 | Output | Installed capacity | Heating | Indv. heat pumps | MWth | 1071
CZ | CD 2050 | Output | Installed capacity | Heating | Indv. boilers | MWth | 8432.9412
CZ | CD 2050 | Output | Installed capacity | Cooling | Indv. cooling | MWe | 1852.1212
CZ | CD 2050 | Output | Installed capacity | Cooling | District cooling - chillers | MWth | 0
CZ | CD 2050 | Output | Fuel individual boilers | Indiviual Boilers | Coal | TWh/year | 0
CZ | CD 2050 | Output | Fuel individual boilers | Indiviual Boilers | Oil | TWh/year | 0
CZ | CD 2050 | Output | Fuel individual boilers | Indiviual Boilers | Ngas | TWh/year | 24.62
CZ | CD 2050 | Output | Fuel individual boilers | Indiviual Boilers | Biomass | TWh/year | 1.03
CZ | HRE 2050 | Output | PES | Fossil Fuel | Coal | TWh/year | 1.91
CZ | HRE 2050 | Output | PES | Fossil Fuel | Oil | TWh/year | 24.34
CZ | HRE 2050 | Output | PES | Fossil Fuel | Natural gas | TWh/year | 15.83
CZ | HRE 2050 | Output | PES | Nuclear | Nuclear | TWh/year | 51.74
CZ | HRE 2050 | Output | PES | RES | Biomass | TWh/year | 192.67
CZ | HRE 2050 | Output | PES | RES | Hydro | TWh/year | 2.72
CZ | HRE 2050 | Output | PES | RES | Wind | TWh/year | 54.51
CZ | HRE 2050 | Output | PES | RES | Solar elec. | TWh/year | 34.76
CZ | HRE 2050 | Output | PES | RES | Geothermal elec. | TWh/year | 2.85
CZ | HRE 2050 | Output | PES | RES | Solar heat | TWh/year | 0.66
CZ | HRE 2050 | Output | PES | RES | Wave & tidal | TWh/year | 0
CZ | HRE 2050 | Output | PES | Trade | Export/Import | TWh/year | -9.13
CZ | HRE 2050 | Output | Emissions | Energy and industry | CO2-emissions | Mt | 10.306
CZ | HRE 2050 | Output | Electricity production | Thermal | Condensing power plants | TWh/year | 61.12
CZ | HRE 2050 | Output | Electricity production | Thermal | CHP plants (incl. waste) | TWh/year | 13.03
CZ | HRE 2050 | Output | Electricity production | Thermal | Industrial CHP | TWh/year | 2.98
CZ | HRE 2050 | Output | Electricity production | Nuclear | Nuclear power plants | TWh/year | 15.52
CZ | HRE 2050 | Output | Electricity production | RES | Geothermal power plants | TWh/year | 2.85
CZ | HRE 2050 | Output | Electricity production | RES | Onshore wind | TWh/year | 54.51
CZ | HRE 2050 | Output | Electricity production | RES | Offshore wind | TWh/year | 0
CZ | HRE 2050 | Output | Electricity production | RES | Photovoltaic | TWh/year | 34.76
CZ | HRE 2050 | Output | Electricity production | RES | Concentrated solar plants | TWh/year | 0
CZ | HRE 2050 | Output | Electricity production | RES | Wave & tidal | TWh/year | 0
CZ | HRE 2050 | Output | Electricity production | RES | Dammed hydro | TWh/year | 6.14
CZ | HRE 2050 | Output | Electricity production | RES | River hydro | TWh/year | 0.6
CZ | HRE 2050 | Output | Electricity production | Trade | Net import (+) / export (-) | TWh/year | -9.13
CZ | HRE 2050 | Output | Heat supply | Individual heating | Electric heating | TWh/year | 0
CZ | HRE 2050 | Output | Heat supply | Individual heating | Heat pumps | TWh/year | 15.37
CZ | HRE 2050 | Output | Heat supply | Individual heating | Boilers | TWh/year | 0
CZ | HRE 2050 | Output | Heat supply | Individual heating | Solar thermal | TWh/year | 0
CZ | HRE 2050 | Output | Heat supply | District heating | CHP plants | TWh/year | 14.65
CZ | HRE 2050 | Output | Heat supply | District heating | Fuel boilers | TWh/year | 0.69
CZ | HRE 2050 | Output | Heat supply | District heating | Electric boilers | TWh/year | 0.47
CZ | HRE 2050 | Output | Heat supply | District heating | Waste | TWh/year | 0
CZ | HRE 2050 | Output | Heat supply | District heating | Heat pumps | TWh/year | 10.1
CZ | HRE 2050 | Output | Heat supply | District heating | Industrial excess & waste incineration | TWh/year | 11.32
CZ | HRE 2050 | Output | Costs | Fuel | Fuel excl. natural gas exchange | M EUR | 7528
CZ | HRE 2050 | Output | Costs | Fuel | Natural gas exchange costs | M EUR | 530
CZ | HRE 2050 | Output | Costs | Operation & Maintenance | Marginal operation costs | M EUR | 478
CZ | HRE 2050 | Output | Costs | Operation & Maintenance | Electricity exchange | M EUR | 0
CZ | HRE 2050 | Output | Costs | CO2 | CO2 emission costs | M EUR | 448
CZ | HRE 2050 | Output | Costs | Operation & Maintenance | Fixed operation costs | M EUR | 3392
CZ | HRE 2050 | Output | Costs | Annual investment | Annual investment costs | M EUR | 9568
CZ | HRE 2050 | Output | Annualised investment cost | Heating | DH - Solar thermal | M EUR | 9
CZ | HRE 2050 | Output | Annualised investment cost | Heating | DH - Combined heat & power | M EUR | 168
CZ | HRE 2050 | Output | Annualised investment cost | Heating | DH - Heat pumps | M EUR | 150
CZ | HRE 2050 | Output | Annualised investment cost | Heating | DH - Thermal storage | M EUR | 10
CZ | HRE 2050 | Output | Annualised investment cost | Heating | DH - Fuel & electric boilers | M EUR | 185
CZ | HRE 2050 | Output | Annualised investment cost | Electricity | Power plants | M EUR | 945
CZ | HRE 2050 | Output | Annualised investment cost | Electricity | Onshore wind | M EUR | 1330
CZ | HRE 2050 | Output | Annualised investment cost | Electricity | Offshore wind | M EUR | 0
CZ | HRE 2050 | Output | Annualised investment cost | Electricity | Photovoltaic | M EUR | 883
CZ | HRE 2050 | Output | Annualised investment cost | Electricity | Other var. RES | M EUR | 0
CZ | HRE 2050 | Output | Annualised investment cost | Electricity | Hydro | M EUR | 143
CZ | HRE 2050 | Output | Annualised investment cost | Electricity | Nuclear plants | M EUR | 182
CZ | HRE 2050 | Output | Annualised investment cost | Electricity | Geothermal | M EUR | 56
CZ | HRE 2050 | Output | Annualised investment cost | Liquid & gas fuel plants | Electrolyser | M EUR | 196
CZ | HRE 2050 | Output | Annualised investment cost | Liquid & gas fuel plants | Hydrogen Storage | M EUR | 273
CZ | HRE 2050 | Output | Annualised investment cost | Electricity | Pump | M EUR | 0
CZ | HRE 2050 | Output | Annualised investment cost | Electricity | Turbine | M EUR | 0
CZ | HRE 2050 | Output | Annualised investment cost | Electricity | Pump Storage | M EUR | 0
CZ | HRE 2050 | Output | Annualised investment cost | Heating | Indv. boilers | M EUR | 0
CZ | HRE 2050 | Output | Annualised investment cost | Heating | Indv. CHP | M EUR | 0
CZ | HRE 2050 | Output | Annualised investment cost | Heating | Indv. heat pumps | M EUR | 727
CZ | HRE 2050 | Output | Annualised investment cost | Heating | Indv. electric heat | M EUR | 0
CZ | HRE 2050 | Output | Annualised investment cost | Heating | Indv. solar thermal | M EUR | 0
CZ | HRE 2050 | Output | Annualised investment cost | Liquid & gas fuel plants | BioGas Upgrade | M EUR | 2
CZ | HRE 2050 | Output | Annualised investment cost | Liquid & gas fuel plants | Gasification Upgrade | M EUR | 0
CZ | HRE 2050 | Output | Annualised investment cost | Heating | DH - Waste incineration | M EUR | 0
CZ | HRE 2050 | Output | Annualised investment cost | Liquid & gas fuel plants | Biogas Plant | M EUR | 10
CZ | HRE 2050 | Output | Annualised investment cost | Liquid & gas fuel plants | Gasification Plant | M EUR | 0
CZ | HRE 2050 | Output | Annualised investment cost | Liquid & gas fuel plants | BioDiesel Plant | M EUR | 496
CZ | HRE 2050 | Output | Annualised investment cost | Liquid & gas fuel plants | BioPetrol Plant | M EUR | 144
CZ | HRE 2050 | Output | Annualised investment cost | Liquid & gas fuel plants | BioJPPlant | M EUR | 0
CZ | HRE 2050 | Output | Annualised investment cost | Electricity | Concentrated solar plants | M EUR | 0
CZ | HRE 2050 | Output | Annualised investment cost | Liquid & gas fuel plants | Carbon Recycling | M EUR | 9
CZ | HRE 2050 | Output | Annualised investment cost | Liquid & gas fuel plants | JP Synthesis | M EUR | 0
CZ | HRE 2050 | Output | Annualised investment cost | Liquid & gas fuel plants | Methanation (CO2) | M EUR | 11
CZ | HRE 2050 | Output | Annualised investment cost | Water | Water desalination & storage | M EUR | 0
CZ | HRE 2050 | Output | Annualised investment cost | Liquid & gas fuel plants | Gas Storage | M EUR | 0
CZ | HRE 2050 | Output | Annualised investment cost | Liquid & gas fuel plants | Oil Storage | M EUR | 0
CZ | HRE 2050 | Output | Annualised investment cost | Liquid & gas fuel plants | Methanol Storage | M EUR | 0
CZ | HRE 2050 | Output | Annualised investment cost | Electricity | Interconnection | M EUR | 0
CZ | HRE 2050 | Output | Annualised investment cost | Heating | DH - Geothermal | M EUR | 20
CZ | HRE 2050 | Output | Annualised investment cost | Heating | DH - Industrial excess | M EUR | 7
CZ | HRE 2050 | Output | Annualised investment cost | Electricity | Indust. CHP Electr. | M EUR | 7
CZ | HRE 2050 | Output | Annualised investment cost | Heating | Indust. CHP Heat | M EUR | 0
CZ | HRE 2050 | Output | Annualised investment cost | Road vehicles | Vehicles | M EUR | 0
CZ | HRE 2050 | Output | Annualised investment cost | Heating | Estimated electricity grid reinforcement | M EUR | 241
CZ | HRE 2050 | Output | Annualised investment cost | Cooling | Cooling savings | M EUR | 20
CZ | HRE 2050 | Output | Annualised investment cost | Cooling | District cooling pipes | M EUR | 9
CZ | HRE 2050 | Output | Annualised investment cost | Cooling | Individual cooling | M EUR | 304
CZ | HRE 2050 | Output | Annualised investment cost | Cooling | District cooling | M EUR | 2
CZ | HRE 2050 | Output | Annualised investment cost | Heating | District heating substations | M EUR | 202
CZ | HRE 2050 | Output | Annualised investment cost | Heating | Heat savings | M EUR | 2283
CZ | HRE 2050 | Output | Annualised investment cost | Heating | District heating pipes | M EUR | 542
CZ | HRE 2050 | Output | Installed capacity | Heating | DH - Waste incineration | MWth | 0
CZ | HRE 2050 | Output | Installed capacity | Heating | DH - Solar thermal | MWth | 445
CZ | HRE 2050 | Output | Installed capacity | Heating | Indv. heat pumps | MWth | 4630.5
CZ | HRE 2050 | Output | Installed capacity | Heating | Indv. boilers | MWth | 0
CZ | HRE 2050 | Output | Installed capacity | Cooling | Indv. cooling | MWe | 1814.697
CZ | HRE 2050 | Output | Installed capacity | Cooling | District cooling - chillers | MWth | 245.7143
CZ | HRE 2050 | Output | Fuel individual boilers | Indiviual Boilers | Coal | TWh/year | 0
CZ | HRE 2050 | Output | Fuel individual boilers | Indiviual Boilers | Oil | TWh/year | 0
CZ | HRE 2050 | Output | Fuel individual boilers | Indiviual Boilers | Ngas | TWh/year | 0
CZ | HRE 2050 | Output | Fuel individual boilers | Indiviual Boilers | Biomass | TWh/year | 0
DE | BL 2015 | Output | PES | Fossil Fuel | Coal | TWh/year | 798.4
DE | BL 2015 | Output | PES | Fossil Fuel | Oil | TWh/year | 939.55
DE | BL 2015 | Output | PES | Fossil Fuel | Natural gas | TWh/year | 858.47
DE | BL 2015 | Output | PES | Nuclear | Nuclear | TWh/year | 444.56
DE | BL 2015 | Output | PES | RES | Biomass | TWh/year | 194.16
DE | BL 2015 | Output | PES | RES | Hydro | TWh/year | 13.37
DE | BL 2015 | Output | PES | RES | Wind | TWh/year | 46.53
DE | BL 2015 | Output | PES | RES | Solar elec. | TWh/year | 17.69
DE | BL 2015 | Output | PES | RES | Geothermal elec. | TWh/year | 0
DE | BL 2015 | Output | PES | RES | Solar heat | TWh/year | 4.99
DE | BL 2015 | Output | PES | RES | Wave & tidal | TWh/year | 0
DE | BL 2015 | Output | PES | Trade | Export/Import | TWh/year | -0.02
DE | BL 2015 | Output | Emissions | Energy and industry | CO2-emissions | Mt | 706.333
DE | BL 2015 | Output | Electricity production | Thermal | Condensing power plants | TWh/year | 195.61
DE | BL 2015 | Output | Electricity production | Thermal | CHP plants (incl. waste) | TWh/year | 100.25
DE | BL 2015 | Output | Electricity production | Thermal | Industrial CHP | TWh/year | 50.17
DE | BL 2015 | Output | Electricity production | Nuclear | Nuclear power plants | TWh/year | 133.37
DE | BL 2015 | Output | Electricity production | RES | Geothermal power plants | TWh/year | 0
DE | BL 2015 | Output | Electricity production | RES | Onshore wind | TWh/year | 46.05
DE | BL 2015 | Output | Electricity production | RES | Offshore wind | TWh/year | 0.48
DE | BL 2015 | Output | Electricity production | RES | Photovoltaic | TWh/year | 17.69
DE | BL 2015 | Output | Electricity production | RES | Concentrated solar plants | TWh/year | 0
DE | BL 2015 | Output | Electricity production | RES | Wave & tidal | TWh/year | 0
DE | BL 2015 | Output | Electricity production | RES | Dammed hydro | TWh/year | 3.82
DE | BL 2015 | Output | Electricity production | RES | River hydro | TWh/year | 9.59
DE | BL 2015 | Output | Electricity production | Trade | Net import (+) / export (-) | TWh/year | -0.02
DE | BL 2015 | Output | Heat supply | Individual heating | Electric heating | TWh/year | 43.04
DE | BL 2015 | Output | Heat supply | Individual heating | Heat pumps | TWh/year | 2.7
DE | BL 2015 | Output | Heat supply | Individual heating | Boilers | TWh/year | 565.57
DE | BL 2015 | Output | Heat supply | Individual heating | Solar thermal | TWh/year | 4.99
DE | BL 2015 | Output | Heat supply | District heating | CHP plants | TWh/year | 129.73
DE | BL 2015 | Output | Heat supply | District heating | Fuel boilers | TWh/year | 28.86
DE | BL 2015 | Output | Heat supply | District heating | Electric boilers | TWh/year | 0
DE | BL 2015 | Output | Heat supply | District heating | Waste | TWh/year | 5.03
DE | BL 2015 | Output | Heat supply | District heating | Heat pumps | TWh/year | 0
DE | BL 2015 | Output | Heat supply | District heating | Industrial excess & waste incineration | TWh/year | 0.13
DE | BL 2015 | Output | Costs | Fuel | Fuel excl. natural gas exchange | M EUR | 65704
DE | BL 2015 | Output | Costs | Fuel | Natural gas exchange costs | M EUR | 28538
DE | BL 2015 | Output | Costs | Operation & Maintenance | Marginal operation costs | M EUR | 2796
DE | BL 2015 | Output | Costs | Operation & Maintenance | Electricity exchange | M EUR | 0
DE | BL 2015 | Output | Costs | CO2 | CO2 emission costs | M EUR | 3955
DE | BL 2015 | Output | Costs | Operation & Maintenance | Fixed operation costs | M EUR | 20142
DE | BL 2015 | Output | Costs | Annual investment | Annual investment costs | M EUR | 78662
DE | BL 2015 | Output | Annualised investment cost | Heating | DH - Solar thermal | M EUR | 0
DE | BL 2015 | Output | Annualised investment cost | Heating | DH - Combined heat & power | M EUR | 1323
DE | BL 2015 | Output | Annualised investment cost | Heating | DH - Heat pumps | M EUR | 0
DE | BL 2015 | Output | Annualised investment cost | Heating | DH - Thermal storage | M EUR | 32
DE | BL 2015 | Output | Annualised investment cost | Heating | DH - Fuel & electric boilers | M EUR | 564
DE | BL 2015 | Output | Annualised investment cost | Electricity | Power plants | M EUR | 4896
DE | BL 2015 | Output | Annualised investment cost | Electricity | Onshore wind | M EUR | 1625
DE | BL 2015 | Output | Annualised investment cost | Electricity | Offshore wind | M EUR | 19
DE | BL 2015 | Output | Annualised investment cost | Electricity | Photovoltaic | M EUR | 1192
DE | BL 2015 | Output | Annualised investment cost | Electricity | Other var. RES | M EUR | 0
DE | BL 2015 | Output | Annualised investment cost | Electricity | Hydro | M EUR | 920
DE | BL 2015 | Output | Annualised investment cost | Electricity | Nuclear plants | M EUR | 3620
DE | BL 2015 | Output | Annualised investment cost | Electricity | Geothermal | M EUR | 0
DE | BL 2015 | Output | Annualised investment cost | Liquid & gas fuel plants | Electrolyser | M EUR | 0
DE | BL 2015 | Output | Annualised investment cost | Liquid & gas fuel plants | Hydrogen Storage | M EUR | 0
DE | BL 2015 | Output | Annualised investment cost | Electricity | Pump | M EUR | 0
DE | BL 2015 | Output | Annualised investment cost | Electricity | Turbine | M EUR | 0
DE | BL 2015 | Output | Annualised investment cost | Electricity | Pump Storage | M EUR | 0
DE | BL 2015 | Output | Annualised investment cost | Heating | Indv. boilers | M EUR | 12352
DE | BL 2015 | Output | Annualised investment cost | Heating | Indv. CHP | M EUR | 0
DE | BL 2015 | Output | Annualised investment cost | Heating | Indv. heat pumps | M EUR | 148
DE | BL 2015 | Output | Annualised investment cost | Heating | Indv. electric heat | M EUR | 425
DE | BL 2015 | Output | Annualised investment cost | Heating | Indv. solar thermal | M EUR | 478
DE | BL 2015 | Output | Annualised investment cost | Liquid & gas fuel plants | BioGas Upgrade | M EUR | 0
DE | BL 2015 | Output | Annualised investment cost | Liquid & gas fuel plants | Gasification Upgrade | M EUR | 0
DE | BL 2015 | Output | Annualised investment cost | Heating | DH - Waste incineration | M EUR | 102
DE | BL 2015 | Output | Annualised investment cost | Liquid & gas fuel plants | Biogas Plant | M EUR | 0
DE | BL 2015 | Output | Annualised investment cost | Liquid & gas fuel plants | Gasification Plant | M EUR | 0
DE | BL 2015 | Output | Annualised investment cost | Liquid & gas fuel plants | BioDiesel Plant | M EUR | 722
DE | BL 2015 | Output | Annualised investment cost | Liquid & gas fuel plants | BioPetrol Plant | M EUR | 196
DE | BL 2015 | Output | Annualised investment cost | Liquid & gas fuel plants | BioJPPlant | M EUR | 0
DE | BL 2015 | Output | Annualised investment cost | Electricity | Concentrated solar plants | M EUR | 0
DE | BL 2015 | Output | Annualised investment cost | Liquid & gas fuel plants | Carbon Recycling | M EUR | 0
DE | BL 2015 | Output | Annualised investment cost | Liquid & gas fuel plants | JP Synthesis | M EUR | 0
DE | BL 2015 | Output | Annualised investment cost | Liquid & gas fuel plants | Methanation (CO2) | M EUR | 0
DE | BL 2015 | Output | Annualised investment cost | Water | Water desalination & storage | M EUR | 0
DE | BL 2015 | Output | Annualised investment cost | Liquid & gas fuel plants | Gas Storage | M EUR | 0
DE | BL 2015 | Output | Annualised investment cost | Liquid & gas fuel plants | Oil Storage | M EUR | 0
DE | BL 2015 | Output | Annualised investment cost | Liquid & gas fuel plants | Methanol Storage | M EUR | 0
DE | BL 2015 | Output | Annualised investment cost | Electricity | Interconnection | M EUR | 0
DE | BL 2015 | Output | Annualised investment cost | Heating | DH - Geothermal | M EUR | 1
DE | BL 2015 | Output | Annualised investment cost | Heating | DH - Industrial excess | M EUR | 0
DE | BL 2015 | Output | Annualised investment cost | Electricity | Indust. CHP Electr. | M EUR | 163
DE | BL 2015 | Output | Annualised investment cost | Heating | Indust. CHP Heat | M EUR | 0
DE | BL 2015 | Output | Annualised investment cost | Road vehicles | Vehicles | M EUR | 0
DE | BL 2015 | Output | Annualised investment cost | Heating | Estimated electricity grid reinforcement | M EUR | 0
DE | BL 2015 | Output | Annualised investment cost | Cooling | Cooling savings | M EUR | 100
DE | BL 2015 | Output | Annualised investment cost | Cooling | District cooling pipes | M EUR | 0
DE | BL 2015 | Output | Annualised investment cost | Cooling | Individual cooling | M EUR | 163
DE | BL 2015 | Output | Annualised investment cost | Cooling | District cooling | M EUR | 0
DE | BL 2015 | Output | Annualised investment cost | Heating | District heating substations | M EUR | 0
DE | BL 2015 | Output | Annualised investment cost | Heating | Heat savings | M EUR | 48694
DE | BL 2015 | Output | Annualised investment cost | Heating | District heating pipes | M EUR | 930
DE | BL 2015 | Output | Installed capacity | Heating | DH - Waste incineration | MWth | 573
DE | BL 2015 | Output | Installed capacity | Heating | DH - Solar thermal | MWth | 0
DE | BL 2015 | Output | Installed capacity | Heating | Indv. heat pumps | MWth | 805
DE | BL 2015 | Output | Installed capacity | Heating | Indv. boilers | MWth | 212462.3529
DE | BL 2015 | Output | Installed capacity | Cooling | Indv. cooling | MWe | 922.1212
DE | BL 2015 | Output | Installed capacity | Cooling | District cooling - chillers | MWth | 0
DE | BL 2015 | Output | Fuel individual boilers | Indiviual Boilers | Coal | TWh/year | 14.18
DE | BL 2015 | Output | Fuel individual boilers | Indiviual Boilers | Oil | TWh/year | 237.6
DE | BL 2015 | Output | Fuel individual boilers | Indiviual Boilers | Ngas | TWh/year | 353.34
DE | BL 2015 | Output | Fuel individual boilers | Indiviual Boilers | Biomass | TWh/year | 76.48
DE | BL 2050 | Output | PES | Fossil Fuel | Coal | TWh/year | 643.5
DE | BL 2050 | Output | PES | Fossil Fuel | Oil | TWh/year | 454.69
DE | BL 2050 | Output | PES | Fossil Fuel | Natural gas | TWh/year | 813.44
DE | BL 2050 | Output | PES | Nuclear | Nuclear | TWh/year | 0
DE | BL 2050 | Output | PES | RES | Biomass | TWh/year | 273.83
DE | BL 2050 | Output | PES | RES | Hydro | TWh/year | 14.31
DE | BL 2050 | Output | PES | RES | Wind | TWh/year | 167.16
DE | BL 2050 | Output | PES | RES | Solar elec. | TWh/year | 80.09
DE | BL 2050 | Output | PES | RES | Geothermal elec. | TWh/year | 9.61
DE | BL 2050 | Output | PES | RES | Solar heat | TWh/year | 1.91
DE | BL 2050 | Output | PES | RES | Wave & tidal | TWh/year | 0
DE | BL 2050 | Output | PES | Trade | Export/Import | TWh/year | -0.02
DE | BL 2050 | Output | Emissions | Energy and industry | CO2-emissions | Mt | 514.323
DE | BL 2050 | Output | Electricity production | Thermal | Condensing power plants | TWh/year | 385.71
DE | BL 2050 | Output | Electricity production | Thermal | CHP plants (incl. waste) | TWh/year | 118.09
DE | BL 2050 | Output | Electricity production | Thermal | Industrial CHP | TWh/year | 0.06
DE | BL 2050 | Output | Electricity production | Nuclear | Nuclear power plants | TWh/year | 0
DE | BL 2050 | Output | Electricity production | RES | Geothermal power plants | TWh/year | 9.61
DE | BL 2050 | Output | Electricity production | RES | Onshore wind | TWh/year | 91.28
DE | BL 2050 | Output | Electricity production | RES | Offshore wind | TWh/year | 75.88
DE | BL 2050 | Output | Electricity production | RES | Photovoltaic | TWh/year | 80.09
DE | BL 2050 | Output | Electricity production | RES | Concentrated solar plants | TWh/year | 0
DE | BL 2050 | Output | Electricity production | RES | Wave & tidal | TWh/year | 0
DE | BL 2050 | Output | Electricity production | RES | Dammed hydro | TWh/year | 5.1
DE | BL 2050 | Output | Electricity production | RES | River hydro | TWh/year | 9.59
DE | BL 2050 | Output | Electricity production | Trade | Net import (+) / export (-) | TWh/year | -0.02
DE | BL 2050 | Output | Heat supply | Individual heating | Electric heating | TWh/year | 35.93
DE | BL 2050 | Output | Heat supply | Individual heating | Heat pumps | TWh/year | 25.27
DE | BL 2050 | Output | Heat supply | Individual heating | Boilers | TWh/year | 237.93
DE | BL 2050 | Output | Heat supply | Individual heating | Solar thermal | TWh/year | 0
DE | BL 2050 | Output | Heat supply | District heating | CHP plants | TWh/year | 132.85
DE | BL 2050 | Output | Heat supply | District heating | Fuel boilers | TWh/year | 26.94
DE | BL 2050 | Output | Heat supply | District heating | Electric boilers | TWh/year | 0
DE | BL 2050 | Output | Heat supply | District heating | Waste | TWh/year | 1.26
DE | BL 2050 | Output | Heat supply | District heating | Heat pumps | TWh/year | 0
DE | BL 2050 | Output | Heat supply | District heating | Industrial excess & waste incineration | TWh/year | 0.05
DE | BL 2050 | Output | Costs | Fuel | Fuel excl. natural gas exchange | M EUR | 40905
DE | BL 2050 | Output | Costs | Fuel | Natural gas exchange costs | M EUR | 27232
DE | BL 2050 | Output | Costs | Operation & Maintenance | Marginal operation costs | M EUR | 1490
DE | BL 2050 | Output | Costs | Operation & Maintenance | Electricity exchange | M EUR | 0
DE | BL 2050 | Output | Costs | CO2 | CO2 emission costs | M EUR | 22373
DE | BL 2050 | Output | Costs | Operation & Maintenance | Fixed operation costs | M EUR | 18463
DE | BL 2050 | Output | Costs | Annual investment | Annual investment costs | M EUR | 81620
DE | BL 2050 | Output | Annualised investment cost | Heating | DH - Solar thermal | M EUR | 29
DE | BL 2050 | Output | Annualised investment cost | Heating | DH - Combined heat & power | M EUR | 1575
DE | BL 2050 | Output | Annualised investment cost | Heating | DH - Heat pumps | M EUR | 0
DE | BL 2050 | Output | Annualised investment cost | Heating | DH - Thermal storage | M EUR | 51
DE | BL 2050 | Output | Annualised investment cost | Heating | DH - Fuel & electric boilers | M EUR | 2502
DE | BL 2050 | Output | Annualised investment cost | Electricity | Power plants | M EUR | 8912
DE | BL 2050 | Output | Annualised investment cost | Electricity | Onshore wind | M EUR | 2351
DE | BL 2050 | Output | Annualised investment cost | Electricity | Offshore wind | M EUR | 1555
DE | BL 2050 | Output | Annualised investment cost | Electricity | Photovoltaic | M EUR | 2353
DE | BL 2050 | Output | Annualised investment cost | Electricity | Other var. RES | M EUR | 0
DE | BL 2050 | Output | Annualised investment cost | Electricity | Hydro | M EUR | 1074
DE | BL 2050 | Output | Annualised investment cost | Electricity | Nuclear plants | M EUR | 0
DE | BL 2050 | Output | Annualised investment cost | Electricity | Geothermal | M EUR | 232
DE | BL 2050 | Output | Annualised investment cost | Liquid & gas fuel plants | Electrolyser | M EUR | 29
DE | BL 2050 | Output | Annualised investment cost | Liquid & gas fuel plants | Hydrogen Storage | M EUR | 40
DE | BL 2050 | Output | Annualised investment cost | Electricity | Pump | M EUR | 0
DE | BL 2050 | Output | Annualised investment cost | Electricity | Turbine | M EUR | 0
DE | BL 2050 | Output | Annualised investment cost | Electricity | Pump Storage | M EUR | 0
DE | BL 2050 | Output | Annualised investment cost | Heating | Indv. boilers | M EUR | 4332
DE | BL 2050 | Output | Annualised investment cost | Heating | Indv. CHP | M EUR | 0
DE | BL 2050 | Output | Annualised investment cost | Heating | Indv. heat pumps | M EUR | 1100
DE | BL 2050 | Output | Annualised investment cost | Heating | Indv. electric heat | M EUR | 364
DE | BL 2050 | Output | Annualised investment cost | Heating | Indv. solar thermal | M EUR | 0
DE | BL 2050 | Output | Annualised investment cost | Liquid & gas fuel plants | BioGas Upgrade | M EUR | 0
DE | BL 2050 | Output | Annualised investment cost | Liquid & gas fuel plants | Gasification Upgrade | M EUR | 0
DE | BL 2050 | Output | Annualised investment cost | Heating | DH - Waste incineration | M EUR | 22
DE | BL 2050 | Output | Annualised investment cost | Liquid & gas fuel plants | Biogas Plant | M EUR | 0
DE | BL 2050 | Output | Annualised investment cost | Liquid & gas fuel plants | Gasification Plant | M EUR | 0
DE | BL 2050 | Output | Annualised investment cost | Liquid & gas fuel plants | BioDiesel Plant | M EUR | 115
DE | BL 2050 | Output | Annualised investment cost | Liquid & gas fuel plants | BioPetrol Plant | M EUR | 84
DE | BL 2050 | Output | Annualised investment cost | Liquid & gas fuel plants | BioJPPlant | M EUR | 0
DE | BL 2050 | Output | Annualised investment cost | Electricity | Concentrated solar plants | M EUR | 0
DE | BL 2050 | Output | Annualised investment cost | Liquid & gas fuel plants | Carbon Recycling | M EUR | 5
DE | BL 2050 | Output | Annualised investment cost | Liquid & gas fuel plants | JP Synthesis | M EUR | 0
DE | BL 2050 | Output | Annualised investment cost | Liquid & gas fuel plants | Methanation (CO2) | M EUR | 6
DE | BL 2050 | Output | Annualised investment cost | Water | Water desalination & storage | M EUR | 0
DE | BL 2050 | Output | Annualised investment cost | Liquid & gas fuel plants | Gas Storage | M EUR | 0
DE | BL 2050 | Output | Annualised investment cost | Liquid & gas fuel plants | Oil Storage | M EUR | 0
DE | BL 2050 | Output | Annualised investment cost | Liquid & gas fuel plants | Methanol Storage | M EUR | 0
DE | BL 2050 | Output | Annualised investment cost | Electricity | Interconnection | M EUR | 0
DE | BL 2050 | Output | Annualised investment cost | Heating | DH - Geothermal | M EUR | 1
DE | BL 2050 | Output | Annualised investment cost | Heating | DH - Industrial excess | M EUR | 0
DE | BL 2050 | Output | Annualised investment cost | Electricity | Indust. CHP Electr. | M EUR | 0
DE | BL 2050 | Output | Annualised investment cost | Heating | Indust. CHP Heat | M EUR | 0
DE | BL 2050 | Output | Annualised investment cost | Road vehicles | Vehicles | M EUR | 0
DE | BL 2050 | Output | Annualised investment cost | Heating | Estimated electricity grid reinforcement | M EUR | 0
DE | BL 2050 | Output | Annualised investment cost | Cooling | Cooling savings | M EUR | 100
DE | BL 2050 | Output | Annualised investment cost | Cooling | District cooling pipes | M EUR | 0
DE | BL 2050 | Output | Annualised investment cost | Cooling | Individual cooling | M EUR | 4305
DE | BL 2050 | Output | Annualised investment cost | Cooling | District cooling | M EUR | 0
DE | BL 2050 | Output | Annualised investment cost | Heating | District heating substations | M EUR | 859
DE | BL 2050 | Output | Annualised investment cost | Heating | Heat savings | M EUR | 48694
DE | BL 2050 | Output | Annualised investment cost | Heating | District heating pipes | M EUR | 930
DE | BL 2050 | Output | Installed capacity | Heating | DH - Waste incineration | MWth | 143
DE | BL 2050 | Output | Installed capacity | Heating | DH - Solar thermal | MWth | 1402
DE | BL 2050 | Output | Installed capacity | Heating | Indv. heat pumps | MWth | 6737.5
DE | BL 2050 | Output | Installed capacity | Heating | Indv. boilers | MWth | 82931.7647
DE | BL 2050 | Output | Installed capacity | Cooling | Indv. cooling | MWe | 16481.5152
DE | BL 2050 | Output | Installed capacity | Cooling | District cooling - chillers | MWth | 0
DE | BL 2050 | Output | Fuel individual boilers | Indiviual Boilers | Coal | TWh/year | 0
DE | BL 2050 | Output | Fuel individual boilers | Indiviual Boilers | Oil | TWh/year | 0
DE | BL 2050 | Output | Fuel individual boilers | Indiviual Boilers | Ngas | TWh/year | 249.45
DE | BL 2050 | Output | Fuel individual boilers | Indiviual Boilers | Biomass | TWh/year | 18.7
DE | CD Savings | Output | PES | Fossil Fuel | Coal | TWh/year | 12.05
DE | CD Savings | Output | PES | Fossil Fuel | Oil | TWh/year | 144.47
DE | CD Savings | Output | PES | Fossil Fuel | Natural gas | TWh/year | 473.21
DE | CD Savings | Output | PES | Nuclear | Nuclear | TWh/year | 0
DE | CD Savings | Output | PES | RES | Biomass | TWh/year | 1241.46
DE | CD Savings | Output | PES | RES | Hydro | TWh/year | 12.4
DE | CD Savings | Output | PES | RES | Wind | TWh/year | 732.08
DE | CD Savings | Output | PES | RES | Solar elec. | TWh/year | 282.18
DE | CD Savings | Output | PES | RES | Geothermal elec. | TWh/year | 20.59
DE | CD Savings | Output | PES | RES | Solar heat | TWh/year | 0
DE | CD Savings | Output | PES | RES | Wave & tidal | TWh/year | 1.9
DE | CD Savings | Output | PES | Trade | Export/Import | TWh/year | -88.81
DE | CD Savings | Output | Emissions | Energy and industry | CO2-emissions | Mt | 139.119
DE | CD Savings | Output | Electricity production | Thermal | Condensing power plants | TWh/year | 511.92
DE | CD Savings | Output | Electricity production | Thermal | CHP plants (incl. waste) | TWh/year | 55.55
DE | CD Savings | Output | Electricity production | Thermal | Industrial CHP | TWh/year | 0.06
DE | CD Savings | Output | Electricity production | Nuclear | Nuclear power plants | TWh/year | 0
DE | CD Savings | Output | Electricity production | RES | Geothermal power plants | TWh/year | 20.59
DE | CD Savings | Output | Electricity production | RES | Onshore wind | TWh/year | 351.46
DE | CD Savings | Output | Electricity production | RES | Offshore wind | TWh/year | 380.62
DE | CD Savings | Output | Electricity production | RES | Photovoltaic | TWh/year | 282.18
DE | CD Savings | Output | Electricity production | RES | Concentrated solar plants | TWh/year | 0
DE | CD Savings | Output | Electricity production | RES | Wave & tidal | TWh/year | 1.9
DE | CD Savings | Output | Electricity production | RES | Dammed hydro | TWh/year | 10.69
DE | CD Savings | Output | Electricity production | RES | River hydro | TWh/year | 10.97
DE | CD Savings | Output | Electricity production | Trade | Net import (+) / export (-) | TWh/year | -88.81
DE | CD Savings | Output | Heat supply | Individual heating | Electric heating | TWh/year | 32.58
DE | CD Savings | Output | Heat supply | Individual heating | Heat pumps | TWh/year | 22.92
DE | CD Savings | Output | Heat supply | Individual heating | Boilers | TWh/year | 215.78
DE | CD Savings | Output | Heat supply | Individual heating | Solar thermal | TWh/year | 0
DE | CD Savings | Output | Heat supply | District heating | CHP plants | TWh/year | 102.27
DE | CD Savings | Output | Heat supply | District heating | Fuel boilers | TWh/year | 45.06
DE | CD Savings | Output | Heat supply | District heating | Electric boilers | TWh/year | 0
DE | CD Savings | Output | Heat supply | District heating | Waste | TWh/year | 0
DE | CD Savings | Output | Heat supply | District heating | Heat pumps | TWh/year | 0
DE | CD Savings | Output | Heat supply | District heating | Industrial excess & waste incineration | TWh/year | 1.3
DE | CD Savings | Output | Costs | Fuel | Fuel excl. natural gas exchange | M EUR | 53282
DE | CD Savings | Output | Costs | Fuel | Natural gas exchange costs | M EUR | 15843
DE | CD Savings | Output | Costs | Operation & Maintenance | Marginal operation costs | M EUR | 1822
DE | CD Savings | Output | Costs | Operation & Maintenance | Electricity exchange | M EUR | 0
DE | CD Savings | Output | Costs | CO2 | CO2 emission costs | M EUR | 6052
DE | CD Savings | Output | Costs | Operation & Maintenance | Fixed operation costs | M EUR | 33521
DE | CD Savings | Output | Costs | Annual investment | Annual investment costs | M EUR | 117229
DE | CD Savings | Output | Annualised investment cost | Heating | DH - Solar thermal | M EUR | 0
DE | CD Savings | Output | Annualised investment cost | Heating | DH - Combined heat & power | M EUR | 800
DE | CD Savings | Output | Annualised investment cost | Heating | DH - Heat pumps | M EUR | 0
DE | CD Savings | Output | Annualised investment cost | Heating | DH - Thermal storage | M EUR | 29
DE | CD Savings | Output | Annualised investment cost | Heating | DH - Fuel & electric boilers | M EUR | 1400
DE | CD Savings | Output | Annualised investment cost | Electricity | Power plants | M EUR | 12758
DE | CD Savings | Output | Annualised investment cost | Electricity | Onshore wind | M EUR | 9053
DE | CD Savings | Output | Annualised investment cost | Electricity | Offshore wind | M EUR | 7800
DE | CD Savings | Output | Annualised investment cost | Electricity | Photovoltaic | M EUR | 8288
DE | CD Savings | Output | Annualised investment cost | Electricity | Other var. RES | M EUR | 32
DE | CD Savings | Output | Annualised investment cost | Electricity | Hydro | M EUR | 1182
DE | CD Savings | Output | Annualised investment cost | Electricity | Nuclear plants | M EUR | 0
DE | CD Savings | Output | Annualised investment cost | Electricity | Geothermal | M EUR | 498
DE | CD Savings | Output | Annualised investment cost | Liquid & gas fuel plants | Electrolyser | M EUR | 2232
DE | CD Savings | Output | Annualised investment cost | Liquid & gas fuel plants | Hydrogen Storage | M EUR | 3111
DE | CD Savings | Output | Annualised investment cost | Electricity | Pump | M EUR | 0
DE | CD Savings | Output | Annualised investment cost | Electricity | Turbine | M EUR | 0
DE | CD Savings | Output | Annualised investment cost | Electricity | Pump Storage | M EUR | 0
DE | CD Savings | Output | Annualised investment cost | Heating | Indv. boilers | M EUR | 5143
DE | CD Savings | Output | Annualised investment cost | Heating | Indv. CHP | M EUR | 0
DE | CD Savings | Output | Annualised investment cost | Heating | Indv. heat pumps | M EUR | 1100
DE | CD Savings | Output | Annualised investment cost | Heating | Indv. electric heat | M EUR | 364
DE | CD Savings | Output | Annualised investment cost | Heating | Indv. solar thermal | M EUR | 0
DE | CD Savings | Output | Annualised investment cost | Liquid & gas fuel plants | BioGas Upgrade | M EUR | 36
DE | CD Savings | Output | Annualised investment cost | Liquid & gas fuel plants | Gasification Upgrade | M EUR | 0
DE | CD Savings | Output | Annualised investment cost | Heating | DH - Waste incineration | M EUR | 0
DE | CD Savings | Output | Annualised investment cost | Liquid & gas fuel plants | Biogas Plant | M EUR | 166
DE | CD Savings | Output | Annualised investment cost | Liquid & gas fuel plants | Gasification Plant | M EUR | 0
DE | CD Savings | Output | Annualised investment cost | Liquid & gas fuel plants | BioDiesel Plant | M EUR | 346
DE | CD Savings | Output | Annualised investment cost | Liquid & gas fuel plants | BioPetrol Plant | M EUR | 647
DE | CD Savings | Output | Annualised investment cost | Liquid & gas fuel plants | BioJPPlant | M EUR | 0
DE | CD Savings | Output | Annualised investment cost | Electricity | Concentrated solar plants | M EUR | 0
DE | CD Savings | Output | Annualised investment cost | Liquid & gas fuel plants | Carbon Recycling | M EUR | 120
DE | CD Savings | Output | Annualised investment cost | Liquid & gas fuel plants | JP Synthesis | M EUR | 0
DE | CD Savings | Output | Annualised investment cost | Liquid & gas fuel plants | Methanation (CO2) | M EUR | 147
DE | CD Savings | Output | Annualised investment cost | Water | Water desalination & storage | M EUR | 0
DE | CD Savings | Output | Annualised investment cost | Liquid & gas fuel plants | Gas Storage | M EUR | 0
DE | CD Savings | Output | Annualised investment cost | Liquid & gas fuel plants | Oil Storage | M EUR | 0
DE | CD Savings | Output | Annualised investment cost | Liquid & gas fuel plants | Methanol Storage | M EUR | 0
DE | CD Savings | Output | Annualised investment cost | Electricity | Interconnection | M EUR | 0
DE | CD Savings | Output | Annualised investment cost | Heating | DH - Geothermal | M EUR | 18
DE | CD Savings | Output | Annualised investment cost | Heating | DH - Industrial excess | M EUR | 0
DE | CD Savings | Output | Annualised investment cost | Electricity | Indust. CHP Electr. | M EUR | 0
DE | CD Savings | Output | Annualised investment cost | Heating | Indust. CHP Heat | M EUR | 0
DE | CD Savings | Output | Annualised investment cost | Road vehicles | Vehicles | M EUR | 0
DE | CD Savings | Output | Annualised investment cost | Heating | Estimated electricity grid reinforcement | M EUR | 4007
DE | CD Savings | Output | Annualised investment cost | Cooling | Cooling savings | M EUR | 100
DE | CD Savings | Output | Annualised investment cost | Cooling | District cooling pipes | M EUR | 133
DE | CD Savings | Output | Annualised investment cost | Cooling | Individual cooling | M EUR | 4251
DE | CD Savings | Output | Annualised investment cost | Cooling | District cooling | M EUR | 14
DE | CD Savings | Output | Annualised investment cost | Heating | District heating substations | M EUR | 859
DE | CD Savings | Output | Annualised investment cost | Heating | Heat savings | M EUR | 48071
DE | CD Savings | Output | Annualised investment cost | Heating | District heating pipes | M EUR | 4525
DE | CD Savings | Output | Installed capacity | Heating | DH - Waste incineration | MWth | 0
DE | CD Savings | Output | Installed capacity | Heating | DH - Solar thermal | MWth | 0
DE | CD Savings | Output | Installed capacity | Heating | Indv. heat pumps | MWth | 6744.5
DE | CD Savings | Output | Installed capacity | Heating | Indv. boilers | MWth | 74695.2941
DE | CD Savings | Output | Installed capacity | Cooling | Indv. cooling | MWe | 16272.4242
DE | CD Savings | Output | Installed capacity | Cooling | District cooling - chillers | MWth | 1374.2857
DE | CD Savings | Output | Fuel individual boilers | Indiviual Boilers | Coal | TWh/year | 0
DE | CD Savings | Output | Fuel individual boilers | Indiviual Boilers | Oil | TWh/year | 0
DE | CD Savings | Output | Fuel individual boilers | Indiviual Boilers | Ngas | TWh/year | 226.22
DE | CD Savings | Output | Fuel individual boilers | Indiviual Boilers | Biomass | TWh/year | 16.96
DE | CD 2050 | Output | PES | Fossil Fuel | Coal | TWh/year | 12.46
DE | CD 2050 | Output | PES | Fossil Fuel | Oil | TWh/year | 154.63
DE | CD 2050 | Output | PES | Fossil Fuel | Natural gas | TWh/year | 641.69
DE | CD 2050 | Output | PES | Nuclear | Nuclear | TWh/year | 0
DE | CD 2050 | Output | PES | RES | Biomass | TWh/year | 1187.95
DE | CD 2050 | Output | PES | RES | Hydro | TWh/year | 12.26
DE | CD 2050 | Output | PES | RES | Wind | TWh/year | 732.08
DE | CD 2050 | Output | PES | RES | Solar elec. | TWh/year | 282.18
DE | CD 2050 | Output | PES | RES | Geothermal elec. | TWh/year | 20.59
DE | CD 2050 | Output | PES | RES | Solar heat | TWh/year | 0
DE | CD 2050 | Output | PES | RES | Wave & tidal | TWh/year | 1.9
DE | CD 2050 | Output | PES | Trade | Export/Import | TWh/year | -75.54
DE | CD 2050 | Output | Emissions | Energy and industry | CO2-emissions | Mt | 176.449
DE | CD 2050 | Output | Electricity production | Thermal | Condensing power plants | TWh/year | 524.69
DE | CD 2050 | Output | Electricity production | Thermal | CHP plants (incl. waste) | TWh/year | 93.26
DE | CD 2050 | Output | Electricity production | Thermal | Industrial CHP | TWh/year | 0
DE | CD 2050 | Output | Electricity production | Nuclear | Nuclear power plants | TWh/year | 0
DE | CD 2050 | Output | Electricity production | RES | Geothermal power plants | TWh/year | 20.59
DE | CD 2050 | Output | Electricity production | RES | Onshore wind | TWh/year | 351.46
DE | CD 2050 | Output | Electricity production | RES | Offshore wind | TWh/year | 380.62
DE | CD 2050 | Output | Electricity production | RES | Photovoltaic | TWh/year | 282.18
DE | CD 2050 | Output | Electricity production | RES | Concentrated solar plants | TWh/year | 0
DE | CD 2050 | Output | Electricity production | RES | Wave & tidal | TWh/year | 1.9
DE | CD 2050 | Output | Electricity production | RES | Dammed hydro | TWh/year | 10.87
DE | CD 2050 | Output | Electricity production | RES | River hydro | TWh/year | 10.97
DE | CD 2050 | Output | Electricity production | Trade | Net import (+) / export (-) | TWh/year | -75.54
DE | CD 2050 | Output | Heat supply | Individual heating | Electric heating | TWh/year | 35.93
DE | CD 2050 | Output | Heat supply | Individual heating | Heat pumps | TWh/year | 25.27
DE | CD 2050 | Output | Heat supply | Individual heating | Boilers | TWh/year | 237.93
DE | CD 2050 | Output | Heat supply | Individual heating | Solar thermal | TWh/year | 0
DE | CD 2050 | Output | Heat supply | District heating | CHP plants | TWh/year | 104.91
DE | CD 2050 | Output | Heat supply | District heating | Fuel boilers | TWh/year | 51.56
DE | CD 2050 | Output | Heat supply | District heating | Electric boilers | TWh/year | 0
DE | CD 2050 | Output | Heat supply | District heating | Waste | TWh/year | 0
DE | CD 2050 | Output | Heat supply | District heating | Heat pumps | TWh/year | 0
DE | CD 2050 | Output | Heat supply | District heating | Industrial excess & waste incineration | TWh/year | 6.53
DE | CD 2050 | Output | Costs | Fuel | Fuel excl. natural gas exchange | M EUR | 51648
DE | CD 2050 | Output | Costs | Fuel | Natural gas exchange costs | M EUR | 21463
DE | CD 2050 | Output | Costs | Operation & Maintenance | Marginal operation costs | M EUR | 1959
DE | CD 2050 | Output | Costs | Operation & Maintenance | Electricity exchange | M EUR | 0
DE | CD 2050 | Output | Costs | CO2 | CO2 emission costs | M EUR | 7676
DE | CD 2050 | Output | Costs | Operation & Maintenance | Fixed operation costs | M EUR | 34814
DE | CD 2050 | Output | Costs | Annual investment | Annual investment costs | M EUR | 113200
DE | CD 2050 | Output | Annualised investment cost | Heating | DH - Solar thermal | M EUR | 0
DE | CD 2050 | Output | Annualised investment cost | Heating | DH - Combined heat & power | M EUR | 1309
DE | CD 2050 | Output | Annualised investment cost | Heating | DH - Heat pumps | M EUR | 0
DE | CD 2050 | Output | Annualised investment cost | Heating | DH - Thermal storage | M EUR | 32
DE | CD 2050 | Output | Annualised investment cost | Heating | DH - Fuel & electric boilers | M EUR | 1781
DE | CD 2050 | Output | Annualised investment cost | Electricity | Power plants | M EUR | 12590
DE | CD 2050 | Output | Annualised investment cost | Electricity | Onshore wind | M EUR | 9053
DE | CD 2050 | Output | Annualised investment cost | Electricity | Offshore wind | M EUR | 7800
DE | CD 2050 | Output | Annualised investment cost | Electricity | Photovoltaic | M EUR | 8288
DE | CD 2050 | Output | Annualised investment cost | Electricity | Other var. RES | M EUR | 32
DE | CD 2050 | Output | Annualised investment cost | Electricity | Hydro | M EUR | 1182
DE | CD 2050 | Output | Annualised investment cost | Electricity | Nuclear plants | M EUR | 0
DE | CD 2050 | Output | Annualised investment cost | Electricity | Geothermal | M EUR | 498
DE | CD 2050 | Output | Annualised investment cost | Liquid & gas fuel plants | Electrolyser | M EUR | 2370
DE | CD 2050 | Output | Annualised investment cost | Liquid & gas fuel plants | Hydrogen Storage | M EUR | 3303
DE | CD 2050 | Output | Annualised investment cost | Electricity | Pump | M EUR | 0
DE | CD 2050 | Output | Annualised investment cost | Electricity | Turbine | M EUR | 0
DE | CD 2050 | Output | Annualised investment cost | Electricity | Pump Storage | M EUR | 0
DE | CD 2050 | Output | Annualised investment cost | Heating | Indv. boilers | M EUR | 5143
DE | CD 2050 | Output | Annualised investment cost | Heating | Indv. CHP | M EUR | 0
DE | CD 2050 | Output | Annualised investment cost | Heating | Indv. heat pumps | M EUR | 1100
DE | CD 2050 | Output | Annualised investment cost | Heating | Indv. electric heat | M EUR | 364
DE | CD 2050 | Output | Annualised investment cost | Heating | Indv. solar thermal | M EUR | 0
DE | CD 2050 | Output | Annualised investment cost | Liquid & gas fuel plants | BioGas Upgrade | M EUR | 0
DE | CD 2050 | Output | Annualised investment cost | Liquid & gas fuel plants | Gasification Upgrade | M EUR | 0
DE | CD 2050 | Output | Annualised investment cost | Heating | DH - Waste incineration | M EUR | 0
DE | CD 2050 | Output | Annualised investment cost | Liquid & gas fuel plants | Biogas Plant | M EUR | 0
DE | CD 2050 | Output | Annualised investment cost | Liquid & gas fuel plants | Gasification Plant | M EUR | 0
DE | CD 2050 | Output | Annualised investment cost | Liquid & gas fuel plants | BioDiesel Plant | M EUR | 346
DE | CD 2050 | Output | Annualised investment cost | Liquid & gas fuel plants | BioPetrol Plant | M EUR | 647
DE | CD 2050 | Output | Annualised investment cost | Liquid & gas fuel plants | BioJPPlant | M EUR | 1085
DE | CD 2050 | Output | Annualised investment cost | Electricity | Concentrated solar plants | M EUR | 0
DE | CD 2050 | Output | Annualised investment cost | Liquid & gas fuel plants | Carbon Recycling | M EUR | 120
DE | CD 2050 | Output | Annualised investment cost | Liquid & gas fuel plants | JP Synthesis | M EUR | 0
DE | CD 2050 | Output | Annualised investment cost | Liquid & gas fuel plants | Methanation (CO2) | M EUR | 147
DE | CD 2050 | Output | Annualised investment cost | Water | Water desalination & storage | M EUR | 0
DE | CD 2050 | Output | Annualised investment cost | Liquid & gas fuel plants | Gas Storage | M EUR | 0
DE | CD 2050 | Output | Annualised investment cost | Liquid & gas fuel plants | Oil Storage | M EUR | 0
DE | CD 2050 | Output | Annualised investment cost | Liquid & gas fuel plants | Methanol Storage | M EUR | 0
DE | CD 2050 | Output | Annualised investment cost | Electricity | Interconnection | M EUR | 0
DE | CD 2050 | Output | Annualised investment cost | Heating | DH - Geothermal | M EUR | 18
DE | CD 2050 | Output | Annualised investment cost | Heating | DH - Industrial excess | M EUR | 0
DE | CD 2050 | Output | Annualised investment cost | Electricity | Indust. CHP Electr. | M EUR | 0
DE | CD 2050 | Output | Annualised investment cost | Heating | Indust. CHP Heat | M EUR | 0
DE | CD 2050 | Output | Annualised investment cost | Road vehicles | Vehicles | M EUR | 0
DE | CD 2050 | Output | Annualised investment cost | Heating | Estimated electricity grid reinforcement | M EUR | 1103
DE | CD 2050 | Output | Annualised investment cost | Cooling | Cooling savings | M EUR | 100
DE | CD 2050 | Output | Annualised investment cost | Cooling | District cooling pipes | M EUR | 0
DE | CD 2050 | Output | Annualised investment cost | Cooling | Individual cooling | M EUR | 4305
DE | CD 2050 | Output | Annualised investment cost | Cooling | District cooling | M EUR | 0
DE | CD 2050 | Output | Annualised investment cost | Heating | District heating substations | M EUR | 859
DE | CD 2050 | Output | Annualised investment cost | Heating | Heat savings | M EUR | 48694
DE | CD 2050 | Output | Annualised investment cost | Heating | District heating pipes | M EUR | 930
DE | CD 2050 | Output | Installed capacity | Heating | DH - Waste incineration | MWth | 0
DE | CD 2050 | Output | Installed capacity | Heating | DH - Solar thermal | MWth | 0
DE | CD 2050 | Output | Installed capacity | Heating | Indv. heat pumps | MWth | 7486.5
DE | CD 2050 | Output | Installed capacity | Heating | Indv. boilers | MWth | 82931.7647
DE | CD 2050 | Output | Installed capacity | Cooling | Indv. cooling | MWe | 16481.5152
DE | CD 2050 | Output | Installed capacity | Cooling | District cooling - chillers | MWth | 0
DE | CD 2050 | Output | Fuel individual boilers | Indiviual Boilers | Coal | TWh/year | 0
DE | CD 2050 | Output | Fuel individual boilers | Indiviual Boilers | Oil | TWh/year | 0
DE | CD 2050 | Output | Fuel individual boilers | Indiviual Boilers | Ngas | TWh/year | 249.45
DE | CD 2050 | Output | Fuel individual boilers | Indiviual Boilers | Biomass | TWh/year | 18.7
DE | HRE 2050 | Output | PES | Fossil Fuel | Coal | TWh/year | 12.05
DE | HRE 2050 | Output | PES | Fossil Fuel | Oil | TWh/year | 144.47
DE | HRE 2050 | Output | PES | Fossil Fuel | Natural gas | TWh/year | 236.26
DE | HRE 2050 | Output | PES | Nuclear | Nuclear | TWh/year | 0
DE | HRE 2050 | Output | PES | RES | Biomass | TWh/year | 1160.65
DE | HRE 2050 | Output | PES | RES | Hydro | TWh/year | 12.44
DE | HRE 2050 | Output | PES | RES | Wind | TWh/year | 721.21
DE | HRE 2050 | Output | PES | RES | Solar elec. | TWh/year | 288.34
DE | HRE 2050 | Output | PES | RES | Geothermal elec. | TWh/year | 20.59
DE | HRE 2050 | Output | PES | RES | Solar heat | TWh/year | 4.5
DE | HRE 2050 | Output | PES | RES | Wave & tidal | TWh/year | 1.9
DE | HRE 2050 | Output | PES | Trade | Export/Import | TWh/year | -73.6
DE | HRE 2050 | Output | Emissions | Energy and industry | CO2-emissions | Mt | 90.582
DE | HRE 2050 | Output | Electricity production | Thermal | Condensing power plants | TWh/year | 505.18
DE | HRE 2050 | Output | Electricity production | Thermal | CHP plants (incl. waste) | TWh/year | 83.36
DE | HRE 2050 | Output | Electricity production | Thermal | Industrial CHP | TWh/year | 0.06
DE | HRE 2050 | Output | Electricity production | Nuclear | Nuclear power plants | TWh/year | 0
DE | HRE 2050 | Output | Electricity production | RES | Geothermal power plants | TWh/year | 20.59
DE | HRE 2050 | Output | Electricity production | RES | Onshore wind | TWh/year | 344.25
DE | HRE 2050 | Output | Electricity production | RES | Offshore wind | TWh/year | 376.96
DE | HRE 2050 | Output | Electricity production | RES | Photovoltaic | TWh/year | 288.34
DE | HRE 2050 | Output | Electricity production | RES | Concentrated solar plants | TWh/year | 0
DE | HRE 2050 | Output | Electricity production | RES | Wave & tidal | TWh/year | 1.9
DE | HRE 2050 | Output | Electricity production | RES | Dammed hydro | TWh/year | 10.79
DE | HRE 2050 | Output | Electricity production | RES | River hydro | TWh/year | 10.97
DE | HRE 2050 | Output | Electricity production | Trade | Net import (+) / export (-) | TWh/year | -73.6
DE | HRE 2050 | Output | Heat supply | Individual heating | Electric heating | TWh/year | 0
DE | HRE 2050 | Output | Heat supply | Individual heating | Heat pumps | TWh/year | 178.31
DE | HRE 2050 | Output | Heat supply | Individual heating | Boilers | TWh/year | 0
DE | HRE 2050 | Output | Heat supply | Individual heating | Solar thermal | TWh/year | 0
DE | HRE 2050 | Output | Heat supply | District heating | CHP plants | TWh/year | 93.78
DE | HRE 2050 | Output | Heat supply | District heating | Fuel boilers | TWh/year | 6.6
DE | HRE 2050 | Output | Heat supply | District heating | Electric boilers | TWh/year | 3.81
DE | HRE 2050 | Output | Heat supply | District heating | Waste | TWh/year | 0
DE | HRE 2050 | Output | Heat supply | District heating | Heat pumps | TWh/year | 63.94
DE | HRE 2050 | Output | Heat supply | District heating | Industrial excess & waste incineration | TWh/year | 92.89
DE | HRE 2050 | Output | Costs | Fuel | Fuel excl. natural gas exchange | M EUR | 47508
DE | HRE 2050 | Output | Costs | Fuel | Natural gas exchange costs | M EUR | 7910
DE | HRE 2050 | Output | Costs | Operation & Maintenance | Marginal operation costs | M EUR | 1880
DE | HRE 2050 | Output | Costs | Operation & Maintenance | Electricity exchange | M EUR | 0
DE | HRE 2050 | Output | Costs | CO2 | CO2 emission costs | M EUR | 3940
DE | HRE 2050 | Output | Costs | Operation & Maintenance | Fixed operation costs | M EUR | 31573
DE | HRE 2050 | Output | Costs | Annual investment | Annual investment costs | M EUR | 119913
DE | HRE 2050 | Output | Annualised investment cost | Heating | DH - Solar thermal | M EUR | 68
DE | HRE 2050 | Output | Annualised investment cost | Heating | DH - Combined heat & power | M EUR | 1380
DE | HRE 2050 | Output | Annualised investment cost | Heating | DH - Heat pumps | M EUR | 979
DE | HRE 2050 | Output | Annualised investment cost | Heating | DH - Thermal storage | M EUR | 64
DE | HRE 2050 | Output | Annualised investment cost | Heating | DH - Fuel & electric boilers | M EUR | 1422
DE | HRE 2050 | Output | Annualised investment cost | Electricity | Power plants | M EUR | 12231
DE | HRE 2050 | Output | Annualised investment cost | Electricity | Onshore wind | M EUR | 8868
DE | HRE 2050 | Output | Annualised investment cost | Electricity | Offshore wind | M EUR | 7725
DE | HRE 2050 | Output | Annualised investment cost | Electricity | Photovoltaic | M EUR | 8469
DE | HRE 2050 | Output | Annualised investment cost | Electricity | Other var. RES | M EUR | 32
DE | HRE 2050 | Output | Annualised investment cost | Electricity | Hydro | M EUR | 1182
DE | HRE 2050 | Output | Annualised investment cost | Electricity | Nuclear plants | M EUR | 0
DE | HRE 2050 | Output | Annualised investment cost | Electricity | Geothermal | M EUR | 498
DE | HRE 2050 | Output | Annualised investment cost | Liquid & gas fuel plants | Electrolyser | M EUR | 2232
DE | HRE 2050 | Output | Annualised investment cost | Liquid & gas fuel plants | Hydrogen Storage | M EUR | 3111
DE | HRE 2050 | Output | Annualised investment cost | Electricity | Pump | M EUR | 0
DE | HRE 2050 | Output | Annualised investment cost | Electricity | Turbine | M EUR | 0
DE | HRE 2050 | Output | Annualised investment cost | Electricity | Pump Storage | M EUR | 0
DE | HRE 2050 | Output | Annualised investment cost | Heating | Indv. boilers | M EUR | 0
DE | HRE 2050 | Output | Annualised investment cost | Heating | Indv. CHP | M EUR | 0
DE | HRE 2050 | Output | Annualised investment cost | Heating | Indv. heat pumps | M EUR | 8560
DE | HRE 2050 | Output | Annualised investment cost | Heating | Indv. electric heat | M EUR | 0
DE | HRE 2050 | Output | Annualised investment cost | Heating | Indv. solar thermal | M EUR | 0
DE | HRE 2050 | Output | Annualised investment cost | Liquid & gas fuel plants | BioGas Upgrade | M EUR | 36
DE | HRE 2050 | Output | Annualised investment cost | Liquid & gas fuel plants | Gasification Upgrade | M EUR | 0
DE | HRE 2050 | Output | Annualised investment cost | Heating | DH - Waste incineration | M EUR | 0
DE | HRE 2050 | Output | Annualised investment cost | Liquid & gas fuel plants | Biogas Plant | M EUR | 166
DE | HRE 2050 | Output | Annualised investment cost | Liquid & gas fuel plants | Gasification Plant | M EUR | 0
DE | HRE 2050 | Output | Annualised investment cost | Liquid & gas fuel plants | BioDiesel Plant | M EUR | 346
DE | HRE 2050 | Output | Annualised investment cost | Liquid & gas fuel plants | BioPetrol Plant | M EUR | 647
DE | HRE 2050 | Output | Annualised investment cost | Liquid & gas fuel plants | BioJPPlant | M EUR | 0
DE | HRE 2050 | Output | Annualised investment cost | Electricity | Concentrated solar plants | M EUR | 0
DE | HRE 2050 | Output | Annualised investment cost | Liquid & gas fuel plants | Carbon Recycling | M EUR | 120
DE | HRE 2050 | Output | Annualised investment cost | Liquid & gas fuel plants | JP Synthesis | M EUR | 0
DE | HRE 2050 | Output | Annualised investment cost | Liquid & gas fuel plants | Methanation (CO2) | M EUR | 147
DE | HRE 2050 | Output | Annualised investment cost | Water | Water desalination & storage | M EUR | 0
DE | HRE 2050 | Output | Annualised investment cost | Liquid & gas fuel plants | Gas Storage | M EUR | 0
DE | HRE 2050 | Output | Annualised investment cost | Liquid & gas fuel plants | Oil Storage | M EUR | 0
DE | HRE 2050 | Output | Annualised investment cost | Liquid & gas fuel plants | Methanol Storage | M EUR | 0
DE | HRE 2050 | Output | Annualised investment cost | Electricity | Interconnection | M EUR | 0
DE | HRE 2050 | Output | Annualised investment cost | Heating | DH - Geothermal | M EUR | 280
DE | HRE 2050 | Output | Annualised investment cost | Heating | DH - Industrial excess | M EUR | 60
DE | HRE 2050 | Output | Annualised investment cost | Electricity | Indust. CHP Electr. | M EUR | 0
DE | HRE 2050 | Output | Annualised investment cost | Heating | Indust. CHP Heat | M EUR | 0
DE | HRE 2050 | Output | Annualised investment cost | Road vehicles | Vehicles | M EUR | 0
DE | HRE 2050 | Output | Annualised investment cost | Heating | Estimated electricity grid reinforcement | M EUR | 2714
DE | HRE 2050 | Output | Annualised investment cost | Cooling | Cooling savings | M EUR | 100
DE | HRE 2050 | Output | Annualised investment cost | Cooling | District cooling pipes | M EUR | 133
DE | HRE 2050 | Output | Annualised investment cost | Cooling | Individual cooling | M EUR | 4251
DE | HRE 2050 | Output | Annualised investment cost | Cooling | District cooling | M EUR | 14
DE | HRE 2050 | Output | Annualised investment cost | Heating | District heating substations | M EUR | 1482
DE | HRE 2050 | Output | Annualised investment cost | Heating | Heat savings | M EUR | 48071
DE | HRE 2050 | Output | Annualised investment cost | Heating | District heating pipes | M EUR | 4525
DE | HRE 2050 | Output | Installed capacity | Heating | DH - Waste incineration | MWth | 0
DE | HRE 2050 | Output | Installed capacity | Heating | DH - Solar thermal | MWth | 3245
DE | HRE 2050 | Output | Installed capacity | Heating | Indv. heat pumps | MWth | 52468.5
DE | HRE 2050 | Output | Installed capacity | Heating | Indv. boilers | MWth | 0
DE | HRE 2050 | Output | Installed capacity | Cooling | Indv. cooling | MWe | 16272.4242
DE | HRE 2050 | Output | Installed capacity | Cooling | District cooling - chillers | MWth | 1374.2857
DE | HRE 2050 | Output | Fuel individual boilers | Indiviual Boilers | Coal | TWh/year | 0
DE | HRE 2050 | Output | Fuel individual boilers | Indiviual Boilers | Oil | TWh/year | 0
DE | HRE 2050 | Output | Fuel individual boilers | Indiviual Boilers | Ngas | TWh/year | 0
DE | HRE 2050 | Output | Fuel individual boilers | Indiviual Boilers | Biomass | TWh/year | 0
ES | BL 2015 | Output | PES | Fossil Fuel | Coal | TWh/year | 120.69
ES | BL 2015 | Output | PES | Fossil Fuel | Oil | TWh/year | 461.33
ES | BL 2015 | Output | PES | Fossil Fuel | Natural gas | TWh/year | 335.33
ES | BL 2015 | Output | PES | Nuclear | Nuclear | TWh/year | 200.48
ES | BL 2015 | Output | PES | RES | Biomass | TWh/year | 92.52
ES | BL 2015 | Output | PES | RES | Hydro | TWh/year | 30.67
ES | BL 2015 | Output | PES | RES | Wind | TWh/year | 41.33
ES | BL 2015 | Output | PES | RES | Solar elec. | TWh/year | 6.34
ES | BL 2015 | Output | PES | RES | Geothermal elec. | TWh/year | 0
ES | BL 2015 | Output | PES | RES | Solar heat | TWh/year | 2.27
ES | BL 2015 | Output | PES | RES | Wave & tidal | TWh/year | 0
ES | BL 2015 | Output | PES | Trade | Export/Import | TWh/year | 0
ES | BL 2015 | Output | Emissions | Energy and industry | CO2-emissions | Mt | 232.559
ES | BL 2015 | Output | Electricity production | Thermal | Condensing power plants | TWh/year | 88.8
ES | BL 2015 | Output | Electricity production | Thermal | CHP plants (incl. waste) | TWh/year | 1.24
ES | BL 2015 | Output | Electricity production | Thermal | Industrial CHP | TWh/year | 41.03
ES | BL 2015 | Output | Electricity production | Nuclear | Nuclear power plants | TWh/year | 60.14
ES | BL 2015 | Output | Electricity production | RES | Geothermal power plants | TWh/year | 0
ES | BL 2015 | Output | Electricity production | RES | Onshore wind | TWh/year | 41.33
ES | BL 2015 | Output | Electricity production | RES | Offshore wind | TWh/year | 0
ES | BL 2015 | Output | Electricity production | RES | Photovoltaic | TWh/year | 6.34
ES | BL 2015 | Output | Electricity production | RES | Concentrated solar plants | TWh/year | 0
ES | BL 2015 | Output | Electricity production | RES | Wave & tidal | TWh/year | 0
ES | BL 2015 | Output | Electricity production | RES | Dammed hydro | TWh/year | 22.12
ES | BL 2015 | Output | Electricity production | RES | River hydro | TWh/year | 8.65
ES | BL 2015 | Output | Electricity production | Trade | Net import (+) / export (-) | TWh/year | 0
ES | BL 2015 | Output | Heat supply | Individual heating | Electric heating | TWh/year | 35.31
ES | BL 2015 | Output | Heat supply | Individual heating | Heat pumps | TWh/year | 0.34
ES | BL 2015 | Output | Heat supply | Individual heating | Boilers | TWh/year | 109.93
ES | BL 2015 | Output | Heat supply | Individual heating | Solar thermal | TWh/year | 2.27
ES | BL 2015 | Output | Heat supply | District heating | CHP plants | TWh/year | 1.61
ES | BL 2015 | Output | Heat supply | District heating | Fuel boilers | TWh/year | 0.05
ES | BL 2015 | Output | Heat supply | District heating | Electric boilers | TWh/year | 0
ES | BL 2015 | Output | Heat supply | District heating | Waste | TWh/year | 0
ES | BL 2015 | Output | Heat supply | District heating | Heat pumps | TWh/year | 0
ES | BL 2015 | Output | Heat supply | District heating | Industrial excess & waste incineration | TWh/year | 0
ES | BL 2015 | Output | Costs | Fuel | Fuel excl. natural gas exchange | M EUR | 28355
ES | BL 2015 | Output | Costs | Fuel | Natural gas exchange costs | M EUR | 11227
ES | BL 2015 | Output | Costs | Operation & Maintenance | Marginal operation costs | M EUR | 1166
ES | BL 2015 | Output | Costs | Operation & Maintenance | Electricity exchange | M EUR | 0
ES | BL 2015 | Output | Costs | CO2 | CO2 emission costs | M EUR | 1302
ES | BL 2015 | Output | Costs | Operation & Maintenance | Fixed operation costs | M EUR | 6480
ES | BL 2015 | Output | Costs | Annual investment | Annual investment costs | M EUR | 24928
ES | BL 2015 | Output | Annualised investment cost | Heating | DH - Solar thermal | M EUR | 0
ES | BL 2015 | Output | Annualised investment cost | Heating | DH - Combined heat & power | M EUR | 43
ES | BL 2015 | Output | Annualised investment cost | Heating | DH - Heat pumps | M EUR | 0
ES | BL 2015 | Output | Annualised investment cost | Heating | DH - Thermal storage | M EUR | 0
ES | BL 2015 | Output | Annualised investment cost | Heating | DH - Fuel & electric boilers | M EUR | 77
ES | BL 2015 | Output | Annualised investment cost | Electricity | Power plants | M EUR | 2221
ES | BL 2015 | Output | Annualised investment cost | Electricity | Onshore wind | M EUR | 1119
ES | BL 2015 | Output | Annualised investment cost | Electricity | Offshore wind | M EUR | 0
ES | BL 2015 | Output | Annualised investment cost | Electricity | Photovoltaic | M EUR | 279
ES | BL 2015 | Output | Annualised investment cost | Electricity | Other var. RES | M EUR | 0
ES | BL 2015 | Output | Annualised investment cost | Electricity | Hydro | M EUR | 1511
ES | BL 2015 | Output | Annualised investment cost | Electricity | Nuclear plants | M EUR | 1200
ES | BL 2015 | Output | Annualised investment cost | Electricity | Geothermal | M EUR | 0
ES | BL 2015 | Output | Annualised investment cost | Liquid & gas fuel plants | Electrolyser | M EUR | 0
ES | BL 2015 | Output | Annualised investment cost | Liquid & gas fuel plants | Hydrogen Storage | M EUR | 0
ES | BL 2015 | Output | Annualised investment cost | Electricity | Pump | M EUR | 0
ES | BL 2015 | Output | Annualised investment cost | Electricity | Turbine | M EUR | 0
ES | BL 2015 | Output | Annualised investment cost | Electricity | Pump Storage | M EUR | 0
ES | BL 2015 | Output | Annualised investment cost | Heating | Indv. boilers | M EUR | 2252
ES | BL 2015 | Output | Annualised investment cost | Heating | Indv. CHP | M EUR | 0
ES | BL 2015 | Output | Annualised investment cost | Heating | Indv. heat pumps | M EUR | 18
ES | BL 2015 | Output | Annualised investment cost | Heating | Indv. electric heat | M EUR | 310
ES | BL 2015 | Output | Annualised investment cost | Heating | Indv. solar thermal | M EUR | 206
ES | BL 2015 | Output | Annualised investment cost | Liquid & gas fuel plants | BioGas Upgrade | M EUR | 0
ES | BL 2015 | Output | Annualised investment cost | Liquid & gas fuel plants | Gasification Upgrade | M EUR | 0
ES | BL 2015 | Output | Annualised investment cost | Heating | DH - Waste incineration | M EUR | 0
ES | BL 2015 | Output | Annualised investment cost | Liquid & gas fuel plants | Biogas Plant | M EUR | 0
ES | BL 2015 | Output | Annualised investment cost | Liquid & gas fuel plants | Gasification Plant | M EUR | 0
ES | BL 2015 | Output | Annualised investment cost | Liquid & gas fuel plants | BioDiesel Plant | M EUR | 452
ES | BL 2015 | Output | Annualised investment cost | Liquid & gas fuel plants | BioPetrol Plant | M EUR | 55
ES | BL 2015 | Output | Annualised investment cost | Liquid & gas fuel plants | BioJPPlant | M EUR | 0
ES | BL 2015 | Output | Annualised investment cost | Electricity | Concentrated solar plants | M EUR | 0
ES | BL 2015 | Output | Annualised investment cost | Liquid & gas fuel plants | Carbon Recycling | M EUR | 0
ES | BL 2015 | Output | Annualised investment cost | Liquid & gas fuel plants | JP Synthesis | M EUR | 0
ES | BL 2015 | Output | Annualised investment cost | Liquid & gas fuel plants | Methanation (CO2) | M EUR | 0
ES | BL 2015 | Output | Annualised investment cost | Water | Water desalination & storage | M EUR | 0
ES | BL 2015 | Output | Annualised investment cost | Liquid & gas fuel plants | Gas Storage | M EUR | 0
ES | BL 2015 | Output | Annualised investment cost | Liquid & gas fuel plants | Oil Storage | M EUR | 0
ES | BL 2015 | Output | Annualised investment cost | Liquid & gas fuel plants | Methanol Storage | M EUR | 0
ES | BL 2015 | Output | Annualised investment cost | Electricity | Interconnection | M EUR | 0
ES | BL 2015 | Output | Annualised investment cost | Heating | DH - Geothermal | M EUR | 0
ES | BL 2015 | Output | Annualised investment cost | Heating | DH - Industrial excess | M EUR | 0
ES | BL 2015 | Output | Annualised investment cost | Electricity | Indust. CHP Electr. | M EUR | 124
ES | BL 2015 | Output | Annualised investment cost | Heating | Indust. CHP Heat | M EUR | 0
ES | BL 2015 | Output | Annualised investment cost | Road vehicles | Vehicles | M EUR | 0
ES | BL 2015 | Output | Annualised investment cost | Heating | Estimated electricity grid reinforcement | M EUR | 0
ES | BL 2015 | Output | Annualised investment cost | Cooling | Cooling savings | M EUR | 896
ES | BL 2015 | Output | Annualised investment cost | Cooling | District cooling pipes | M EUR | 0
ES | BL 2015 | Output | Annualised investment cost | Cooling | Individual cooling | M EUR | 418
ES | BL 2015 | Output | Annualised investment cost | Cooling | District cooling | M EUR | 0
ES | BL 2015 | Output | Annualised investment cost | Heating | District heating substations | M EUR | 0
ES | BL 2015 | Output | Annualised investment cost | Heating | Heat savings | M EUR | 13707
ES | BL 2015 | Output | Annualised investment cost | Heating | District heating pipes | M EUR | 40
ES | BL 2015 | Output | Installed capacity | Heating | DH - Waste incineration | MWth | 0
ES | BL 2015 | Output | Installed capacity | Heating | DH - Solar thermal | MWth | 0
ES | BL 2015 | Output | Installed capacity | Heating | Indv. heat pumps | MWth | 136.5
ES | BL 2015 | Output | Installed capacity | Heating | Indv. boilers | MWth | 52195.2941
ES | BL 2015 | Output | Installed capacity | Cooling | Indv. cooling | MWe | 2990
ES | BL 2015 | Output | Installed capacity | Cooling | District cooling - chillers | MWth | 0
ES | BL 2015 | Output | Fuel individual boilers | Indiviual Boilers | Coal | TWh/year | 5.22
ES | BL 2015 | Output | Fuel individual boilers | Indiviual Boilers | Oil | TWh/year | 49.07
ES | BL 2015 | Output | Fuel individual boilers | Indiviual Boilers | Ngas | TWh/year | 59.61
ES | BL 2015 | Output | Fuel individual boilers | Indiviual Boilers | Biomass | TWh/year | 30.6
ES | BL 2050 | Output | PES | Fossil Fuel | Coal | TWh/year | 28.52
ES | BL 2050 | Output | PES | Fossil Fuel | Oil | TWh/year | 453.37
ES | BL 2050 | Output | PES | Fossil Fuel | Natural gas | TWh/year | 348.55
ES | BL 2050 | Output | PES | Nuclear | Nuclear | TWh/year | 169.3
ES | BL 2050 | Output | PES | RES | Biomass | TWh/year | 199.21
ES | BL 2050 | Output | PES | RES | Hydro | TWh/year | 33.35
ES | BL 2050 | Output | PES | RES | Wind | TWh/year | 131.34
ES | BL 2050 | Output | PES | RES | Solar elec. | TWh/year | 41.38
ES | BL 2050 | Output | PES | RES | Geothermal elec. | TWh/year | 0
ES | BL 2050 | Output | PES | RES | Solar heat | TWh/year | 1.41
ES | BL 2050 | Output | PES | RES | Wave & tidal | TWh/year | 0.29
ES | BL 2050 | Output | PES | Trade | Export/Import | TWh/year | -0.89
ES | BL 2050 | Output | Emissions | Energy and industry | CO2-emissions | Mt | 200.493
ES | BL 2050 | Output | Electricity production | Thermal | Condensing power plants | TWh/year | 145.17
ES | BL 2050 | Output | Electricity production | Thermal | CHP plants (incl. waste) | TWh/year | 4.42
ES | BL 2050 | Output | Electricity production | Thermal | Industrial CHP | TWh/year | 3.41
ES | BL 2050 | Output | Electricity production | Nuclear | Nuclear power plants | TWh/year | 50.79
ES | BL 2050 | Output | Electricity production | RES | Geothermal power plants | TWh/year | 0
ES | BL 2050 | Output | Electricity production | RES | Onshore wind | TWh/year | 102.15
ES | BL 2050 | Output | Electricity production | RES | Offshore wind | TWh/year | 29.19
ES | BL 2050 | Output | Electricity production | RES | Photovoltaic | TWh/year | 41.38
ES | BL 2050 | Output | Electricity production | RES | Concentrated solar plants | TWh/year | 0
ES | BL 2050 | Output | Electricity production | RES | Wave & tidal | TWh/year | 0.29
ES | BL 2050 | Output | Electricity production | RES | Dammed hydro | TWh/year | 29.22
ES | BL 2050 | Output | Electricity production | RES | River hydro | TWh/year | 8.65
ES | BL 2050 | Output | Electricity production | Trade | Net import (+) / export (-) | TWh/year | -0.89
ES | BL 2050 | Output | Heat supply | Individual heating | Electric heating | TWh/year | 41
ES | BL 2050 | Output | Heat supply | Individual heating | Heat pumps | TWh/year | 6.15
ES | BL 2050 | Output | Heat supply | Individual heating | Boilers | TWh/year | 53.3
ES | BL 2050 | Output | Heat supply | Individual heating | Solar thermal | TWh/year | 1.41
ES | BL 2050 | Output | Heat supply | District heating | CHP plants | TWh/year | 4.97
ES | BL 2050 | Output | Heat supply | District heating | Fuel boilers | TWh/year | 0.94
ES | BL 2050 | Output | Heat supply | District heating | Electric boilers | TWh/year | 0
ES | BL 2050 | Output | Heat supply | District heating | Waste | TWh/year | 0
ES | BL 2050 | Output | Heat supply | District heating | Heat pumps | TWh/year | 0
ES | BL 2050 | Output | Heat supply | District heating | Industrial excess & waste incineration | TWh/year | 0
ES | BL 2050 | Output | Costs | Fuel | Fuel excl. natural gas exchange | M EUR | 29250
ES | BL 2050 | Output | Costs | Fuel | Natural gas exchange costs | M EUR | 11669
ES | BL 2050 | Output | Costs | Operation & Maintenance | Marginal operation costs | M EUR | 1189
ES | BL 2050 | Output | Costs | Operation & Maintenance | Electricity exchange | M EUR | 0
ES | BL 2050 | Output | Costs | CO2 | CO2 emission costs | M EUR | 8721
ES | BL 2050 | Output | Costs | Operation & Maintenance | Fixed operation costs | M EUR | 10184
ES | BL 2050 | Output | Costs | Annual investment | Annual investment costs | M EUR | 30156
ES | BL 2050 | Output | Annualised investment cost | Heating | DH - Solar thermal | M EUR | 0
ES | BL 2050 | Output | Annualised investment cost | Heating | DH - Combined heat & power | M EUR | 65
ES | BL 2050 | Output | Annualised investment cost | Heating | DH - Heat pumps | M EUR | 0
ES | BL 2050 | Output | Annualised investment cost | Heating | DH - Thermal storage | M EUR | 1
ES | BL 2050 | Output | Annualised investment cost | Heating | DH - Fuel & electric boilers | M EUR | 77
ES | BL 2050 | Output | Annualised investment cost | Electricity | Power plants | M EUR | 4777
ES | BL 2050 | Output | Annualised investment cost | Electricity | Onshore wind | M EUR | 2050
ES | BL 2050 | Output | Annualised investment cost | Electricity | Offshore wind | M EUR | 583
ES | BL 2050 | Output | Annualised investment cost | Electricity | Photovoltaic | M EUR | 792
ES | BL 2050 | Output | Annualised investment cost | Electricity | Other var. RES | M EUR | 4
ES | BL 2050 | Output | Annualised investment cost | Electricity | Hydro | M EUR | 1639
ES | BL 2050 | Output | Annualised investment cost | Electricity | Nuclear plants | M EUR | 804
ES | BL 2050 | Output | Annualised investment cost | Electricity | Geothermal | M EUR | 0
ES | BL 2050 | Output | Annualised investment cost | Liquid & gas fuel plants | Electrolyser | M EUR | 3
ES | BL 2050 | Output | Annualised investment cost | Liquid & gas fuel plants | Hydrogen Storage | M EUR | 4
ES | BL 2050 | Output | Annualised investment cost | Electricity | Pump | M EUR | 0
ES | BL 2050 | Output | Annualised investment cost | Electricity | Turbine | M EUR | 0
ES | BL 2050 | Output | Annualised investment cost | Electricity | Pump Storage | M EUR | 0
ES | BL 2050 | Output | Annualised investment cost | Heating | Indv. boilers | M EUR | 906
ES | BL 2050 | Output | Annualised investment cost | Heating | Indv. CHP | M EUR | 0
ES | BL 2050 | Output | Annualised investment cost | Heating | Indv. heat pumps | M EUR | 293
ES | BL 2050 | Output | Annualised investment cost | Heating | Indv. electric heat | M EUR | 409
ES | BL 2050 | Output | Annualised investment cost | Heating | Indv. solar thermal | M EUR | 90
ES | BL 2050 | Output | Annualised investment cost | Liquid & gas fuel plants | BioGas Upgrade | M EUR | 0
ES | BL 2050 | Output | Annualised investment cost | Liquid & gas fuel plants | Gasification Upgrade | M EUR | 0
ES | BL 2050 | Output | Annualised investment cost | Heating | DH - Waste incineration | M EUR | 0
ES | BL 2050 | Output | Annualised investment cost | Liquid & gas fuel plants | Biogas Plant | M EUR | 0
ES | BL 2050 | Output | Annualised investment cost | Liquid & gas fuel plants | Gasification Plant | M EUR | 0
ES | BL 2050 | Output | Annualised investment cost | Liquid & gas fuel plants | BioDiesel Plant | M EUR | 40
ES | BL 2050 | Output | Annualised investment cost | Liquid & gas fuel plants | BioPetrol Plant | M EUR | 740
ES | BL 2050 | Output | Annualised investment cost | Liquid & gas fuel plants | BioJPPlant | M EUR | 0
ES | BL 2050 | Output | Annualised investment cost | Electricity | Concentrated solar plants | M EUR | 0
ES | BL 2050 | Output | Annualised investment cost | Liquid & gas fuel plants | Carbon Recycling | M EUR | 1
ES | BL 2050 | Output | Annualised investment cost | Liquid & gas fuel plants | JP Synthesis | M EUR | 0
ES | BL 2050 | Output | Annualised investment cost | Liquid & gas fuel plants | Methanation (CO2) | M EUR | 1
ES | BL 2050 | Output | Annualised investment cost | Water | Water desalination & storage | M EUR | 0
ES | BL 2050 | Output | Annualised investment cost | Liquid & gas fuel plants | Gas Storage | M EUR | 0
ES | BL 2050 | Output | Annualised investment cost | Liquid & gas fuel plants | Oil Storage | M EUR | 0
ES | BL 2050 | Output | Annualised investment cost | Liquid & gas fuel plants | Methanol Storage | M EUR | 0
ES | BL 2050 | Output | Annualised investment cost | Electricity | Interconnection | M EUR | 0
ES | BL 2050 | Output | Annualised investment cost | Heating | DH - Geothermal | M EUR | 0
ES | BL 2050 | Output | Annualised investment cost | Heating | DH - Industrial excess | M EUR | 0
ES | BL 2050 | Output | Annualised investment cost | Electricity | Indust. CHP Electr. | M EUR | 9
ES | BL 2050 | Output | Annualised investment cost | Heating | Indust. CHP Heat | M EUR | 0
ES | BL 2050 | Output | Annualised investment cost | Road vehicles | Vehicles | M EUR | 0
ES | BL 2050 | Output | Annualised investment cost | Heating | Estimated electricity grid reinforcement | M EUR | 0
ES | BL 2050 | Output | Annualised investment cost | Cooling | Cooling savings | M EUR | 896
ES | BL 2050 | Output | Annualised investment cost | Cooling | District cooling pipes | M EUR | 0
ES | BL 2050 | Output | Annualised investment cost | Cooling | Individual cooling | M EUR | 2196
ES | BL 2050 | Output | Annualised investment cost | Cooling | District cooling | M EUR | 0
ES | BL 2050 | Output | Annualised investment cost | Heating | District heating substations | M EUR | 30
ES | BL 2050 | Output | Annualised investment cost | Heating | Heat savings | M EUR | 13707
ES | BL 2050 | Output | Annualised investment cost | Heating | District heating pipes | M EUR | 40
ES | BL 2050 | Output | Installed capacity | Heating | DH - Waste incineration | MWth | 0
ES | BL 2050 | Output | Installed capacity | Heating | DH - Solar thermal | MWth | 0
ES | BL 2050 | Output | Installed capacity | Heating | Indv. heat pumps | MWth | 2471
ES | BL 2050 | Output | Installed capacity | Heating | Indv. boilers | MWth | 22218.8235
ES | BL 2050 | Output | Installed capacity | Cooling | Indv. cooling | MWe | 9955.1515
ES | BL 2050 | Output | Installed capacity | Cooling | District cooling - chillers | MWth | 0
ES | BL 2050 | Output | Fuel individual boilers | Indiviual Boilers | Coal | TWh/year | 0
ES | BL 2050 | Output | Fuel individual boilers | Indiviual Boilers | Oil | TWh/year | 2.15
ES | BL 2050 | Output | Fuel individual boilers | Indiviual Boilers | Ngas | TWh/year | 49.97
ES | BL 2050 | Output | Fuel individual boilers | Indiviual Boilers | Biomass | TWh/year | 11.15
ES | CD Savings | Output | PES | Fossil Fuel | Coal | TWh/year | 3.64
ES | CD Savings | Output | PES | Fossil Fuel | Oil | TWh/year | 93.69
ES | CD Savings | Output | PES | Fossil Fuel | Natural gas | TWh/year | 48.82
ES | CD Savings | Output | PES | Nuclear | Nuclear | TWh/year | 39.22
ES | CD Savings | Output | PES | RES | Biomass | TWh/year | 959.13
ES | CD Savings | Output | PES | RES | Hydro | TWh/year | 28.86
ES | CD Savings | Output | PES | RES | Wind | TWh/year | 123.85
ES | CD Savings | Output | PES | RES | Solar elec. | TWh/year | 405.16
ES | CD Savings | Output | PES | RES | Geothermal elec. | TWh/year | 0.56
ES | CD Savings | Output | PES | RES | Solar heat | TWh/year | 0
ES | CD Savings | Output | PES | RES | Wave & tidal | TWh/year | 0.29
ES | CD Savings | Output | PES | Trade | Export/Import | TWh/year | -36.07
ES | CD Savings | Output | Emissions | Energy and industry | CO2-emissions | Mt | 35.88
ES | CD Savings | Output | Electricity production | Thermal | Condensing power plants | TWh/year | 430.53
ES | CD Savings | Output | Electricity production | Thermal | CHP plants (incl. waste) | TWh/year | 3.44
ES | CD Savings | Output | Electricity production | Thermal | Industrial CHP | TWh/year | 3.41
ES | CD Savings | Output | Electricity production | Nuclear | Nuclear power plants | TWh/year | 11.77
ES | CD Savings | Output | Electricity production | RES | Geothermal power plants | TWh/year | 0.56
ES | CD Savings | Output | Electricity production | RES | Onshore wind | TWh/year | 123.85
ES | CD Savings | Output | Electricity production | RES | Offshore wind | TWh/year | 0
ES | CD Savings | Output | Electricity production | RES | Photovoltaic | TWh/year | 231
ES | CD Savings | Output | Electricity production | RES | Concentrated solar plants | TWh/year | 174.16
ES | CD Savings | Output | Electricity production | RES | Wave & tidal | TWh/year | 0.29
ES | CD Savings | Output | Electricity production | RES | Dammed hydro | TWh/year | 42.77
ES | CD Savings | Output | Electricity production | RES | River hydro | TWh/year | 8.65
ES | CD Savings | Output | Electricity production | Trade | Net import (+) / export (-) | TWh/year | -36.07
ES | CD Savings | Output | Heat supply | Individual heating | Electric heating | TWh/year | 37.12
ES | CD Savings | Output | Heat supply | Individual heating | Heat pumps | TWh/year | 6.56
ES | CD Savings | Output | Heat supply | Individual heating | Boilers | TWh/year | 48.24
ES | CD Savings | Output | Heat supply | Individual heating | Solar thermal | TWh/year | 0
ES | CD Savings | Output | Heat supply | District heating | CHP plants | TWh/year | 7.55
ES | CD Savings | Output | Heat supply | District heating | Fuel boilers | TWh/year | 4.35
ES | CD Savings | Output | Heat supply | District heating | Electric boilers | TWh/year | 0
ES | CD Savings | Output | Heat supply | District heating | Waste | TWh/year | 0
ES | CD Savings | Output | Heat supply | District heating | Heat pumps | TWh/year | 0
ES | CD Savings | Output | Heat supply | District heating | Industrial excess & waste incineration | TWh/year | 0
ES | CD Savings | Output | Costs | Fuel | Fuel excl. natural gas exchange | M EUR | 39746
ES | CD Savings | Output | Costs | Fuel | Natural gas exchange costs | M EUR | 1635
ES | CD Savings | Output | Costs | Operation & Maintenance | Marginal operation costs | M EUR | 1367
ES | CD Savings | Output | Costs | Operation & Maintenance | Electricity exchange | M EUR | 0
ES | CD Savings | Output | Costs | CO2 | CO2 emission costs | M EUR | 1561
ES | CD Savings | Output | Costs | Operation & Maintenance | Fixed operation costs | M EUR | 21169
ES | CD Savings | Output | Costs | Annual investment | Annual investment costs | M EUR | 54821
ES | CD Savings | Output | Annualised investment cost | Heating | DH - Solar thermal | M EUR | 0
ES | CD Savings | Output | Annualised investment cost | Heating | DH - Combined heat & power | M EUR | 33
ES | CD Savings | Output | Annualised investment cost | Heating | DH - Heat pumps | M EUR | 0
ES | CD Savings | Output | Annualised investment cost | Heating | DH - Thermal storage | M EUR | 1
ES | CD Savings | Output | Annualised investment cost | Heating | DH - Fuel & electric boilers | M EUR | 286
ES | CD Savings | Output | Annualised investment cost | Electricity | Power plants | M EUR | 9160
ES | CD Savings | Output | Annualised investment cost | Electricity | Onshore wind | M EUR | 2486
ES | CD Savings | Output | Annualised investment cost | Electricity | Offshore wind | M EUR | 0
ES | CD Savings | Output | Annualised investment cost | Electricity | Photovoltaic | M EUR | 4420
ES | CD Savings | Output | Annualised investment cost | Electricity | Other var. RES | M EUR | 4
ES | CD Savings | Output | Annualised investment cost | Electricity | Hydro | M EUR | 1638
ES | CD Savings | Output | Annualised investment cost | Electricity | Nuclear plants | M EUR | 186
ES | CD Savings | Output | Annualised investment cost | Electricity | Geothermal | M EUR | 11
ES | CD Savings | Output | Annualised investment cost | Liquid & gas fuel plants | Electrolyser | M EUR | 1742
ES | CD Savings | Output | Annualised investment cost | Liquid & gas fuel plants | Hydrogen Storage | M EUR | 2446
ES | CD Savings | Output | Annualised investment cost | Electricity | Pump | M EUR | 0
ES | CD Savings | Output | Annualised investment cost | Electricity | Turbine | M EUR | 0
ES | CD Savings | Output | Annualised investment cost | Electricity | Pump Storage | M EUR | 0
ES | CD Savings | Output | Annualised investment cost | Heating | Indv. boilers | M EUR | 1070
ES | CD Savings | Output | Annualised investment cost | Heating | Indv. CHP | M EUR | 0
ES | CD Savings | Output | Annualised investment cost | Heating | Indv. heat pumps | M EUR | 293
ES | CD Savings | Output | Annualised investment cost | Heating | Indv. electric heat | M EUR | 409
ES | CD Savings | Output | Annualised investment cost | Heating | Indv. solar thermal | M EUR | 0
ES | CD Savings | Output | Annualised investment cost | Liquid & gas fuel plants | BioGas Upgrade | M EUR | 16
ES | CD Savings | Output | Annualised investment cost | Liquid & gas fuel plants | Gasification Upgrade | M EUR | 0
ES | CD Savings | Output | Annualised investment cost | Heating | DH - Waste incineration | M EUR | 0
ES | CD Savings | Output | Annualised investment cost | Liquid & gas fuel plants | Biogas Plant | M EUR | 76
ES | CD Savings | Output | Annualised investment cost | Liquid & gas fuel plants | Gasification Plant | M EUR | 0
ES | CD Savings | Output | Annualised investment cost | Liquid & gas fuel plants | BioDiesel Plant | M EUR | 17
ES | CD Savings | Output | Annualised investment cost | Liquid & gas fuel plants | BioPetrol Plant | M EUR | 153
ES | CD Savings | Output | Annualised investment cost | Liquid & gas fuel plants | BioJPPlant | M EUR | 0
ES | CD Savings | Output | Annualised investment cost | Electricity | Concentrated solar plants | M EUR | 10241
ES | CD Savings | Output | Annualised investment cost | Liquid & gas fuel plants | Carbon Recycling | M EUR | 181
ES | CD Savings | Output | Annualised investment cost | Liquid & gas fuel plants | JP Synthesis | M EUR | 0
ES | CD Savings | Output | Annualised investment cost | Liquid & gas fuel plants | Methanation (CO2) | M EUR | 198
ES | CD Savings | Output | Annualised investment cost | Water | Water desalination & storage | M EUR | 0
ES | CD Savings | Output | Annualised investment cost | Liquid & gas fuel plants | Gas Storage | M EUR | 0
ES | CD Savings | Output | Annualised investment cost | Liquid & gas fuel plants | Oil Storage | M EUR | 0
ES | CD Savings | Output | Annualised investment cost | Liquid & gas fuel plants | Methanol Storage | M EUR | 0
ES | CD Savings | Output | Annualised investment cost | Electricity | Interconnection | M EUR | 0
ES | CD Savings | Output | Annualised investment cost | Heating | DH - Geothermal | M EUR | 0
ES | CD Savings | Output | Annualised investment cost | Heating | DH - Industrial excess | M EUR | 0
ES | CD Savings | Output | Annualised investment cost | Electricity | Indust. CHP Electr. | M EUR | 9
ES | CD Savings | Output | Annualised investment cost | Heating | Indust. CHP Heat | M EUR | 0
ES | CD Savings | Output | Annualised investment cost | Road vehicles | Vehicles | M EUR | 0
ES | CD Savings | Output | Annualised investment cost | Heating | Estimated electricity grid reinforcement | M EUR | 1584
ES | CD Savings | Output | Annualised investment cost | Cooling | Cooling savings | M EUR | 896
ES | CD Savings | Output | Annualised investment cost | Cooling | District cooling pipes | M EUR | 119
ES | CD Savings | Output | Annualised investment cost | Cooling | Individual cooling | M EUR | 2072
ES | CD Savings | Output | Annualised investment cost | Cooling | District cooling | M EUR | 40
ES | CD Savings | Output | Annualised investment cost | Heating | District heating substations | M EUR | 30
ES | CD Savings | Output | Annualised investment cost | Heating | Heat savings | M EUR | 13808
ES | CD Savings | Output | Annualised investment cost | Heating | District heating pipes | M EUR | 1194
ES | CD Savings | Output | Installed capacity | Heating | DH - Waste incineration | MWth | 0
ES | CD Savings | Output | Installed capacity | Heating | DH - Solar thermal | MWth | 0
ES | CD Savings | Output | Installed capacity | Heating | Indv. heat pumps | MWth | 2313.5
ES | CD Savings | Output | Installed capacity | Heating | Indv. boilers | MWth | 19995.2941
ES | CD Savings | Output | Installed capacity | Cooling | Indv. cooling | MWe | 9365.9091
ES | CD Savings | Output | Installed capacity | Cooling | District cooling - chillers | MWth | 3968.5714
ES | CD Savings | Output | Fuel individual boilers | Indiviual Boilers | Coal | TWh/year | 0
ES | CD Savings | Output | Fuel individual boilers | Indiviual Boilers | Oil | TWh/year | 1.94
ES | CD Savings | Output | Fuel individual boilers | Indiviual Boilers | Ngas | TWh/year | 45.23
ES | CD Savings | Output | Fuel individual boilers | Indiviual Boilers | Biomass | TWh/year | 10.09
ES | CD 2050 | Output | PES | Fossil Fuel | Coal | TWh/year | 4.12
ES | CD 2050 | Output | PES | Fossil Fuel | Oil | TWh/year | 98.89
ES | CD 2050 | Output | PES | Fossil Fuel | Natural gas | TWh/year | 61.78
ES | CD 2050 | Output | PES | Nuclear | Nuclear | TWh/year | 39.22
ES | CD 2050 | Output | PES | RES | Biomass | TWh/year | 968.22
ES | CD 2050 | Output | PES | RES | Hydro | TWh/year | 29.16
ES | CD 2050 | Output | PES | RES | Wind | TWh/year | 123.85
ES | CD 2050 | Output | PES | RES | Solar elec. | TWh/year | 405.16
ES | CD 2050 | Output | PES | RES | Geothermal elec. | TWh/year | 0.56
ES | CD 2050 | Output | PES | RES | Solar heat | TWh/year | 1.36
ES | CD 2050 | Output | PES | RES | Wave & tidal | TWh/year | 0.29
ES | CD 2050 | Output | PES | Trade | Export/Import | TWh/year | -34.07
ES | CD 2050 | Output | Emissions | Energy and industry | CO2-emissions | Mt | 40.066
ES | CD 2050 | Output | Electricity production | Thermal | Condensing power plants | TWh/year | 440.06
ES | CD 2050 | Output | Electricity production | Thermal | CHP plants (incl. waste) | TWh/year | 4.52
ES | CD 2050 | Output | Electricity production | Thermal | Industrial CHP | TWh/year | 7.4
ES | CD 2050 | Output | Electricity production | Nuclear | Nuclear power plants | TWh/year | 11.77
ES | CD 2050 | Output | Electricity production | RES | Geothermal power plants | TWh/year | 0.56
ES | CD 2050 | Output | Electricity production | RES | Onshore wind | TWh/year | 123.85
ES | CD 2050 | Output | Electricity production | RES | Offshore wind | TWh/year | 0
ES | CD 2050 | Output | Electricity production | RES | Photovoltaic | TWh/year | 231
ES | CD 2050 | Output | Electricity production | RES | Concentrated solar plants | TWh/year | 174.16
ES | CD 2050 | Output | Electricity production | RES | Wave & tidal | TWh/year | 0.29
ES | CD 2050 | Output | Electricity production | RES | Dammed hydro | TWh/year | 42.63
ES | CD 2050 | Output | Electricity production | RES | River hydro | TWh/year | 8.65
ES | CD 2050 | Output | Electricity production | Trade | Net import (+) / export (-) | TWh/year | -34.07
ES | CD 2050 | Output | Heat supply | Individual heating | Electric heating | TWh/year | 41
ES | CD 2050 | Output | Heat supply | Individual heating | Heat pumps | TWh/year | 6.2
ES | CD 2050 | Output | Heat supply | Individual heating | Boilers | TWh/year | 53.3
ES | CD 2050 | Output | Heat supply | Individual heating | Solar thermal | TWh/year | 1.36
ES | CD 2050 | Output | Heat supply | District heating | CHP plants | TWh/year | 5.08
ES | CD 2050 | Output | Heat supply | District heating | Fuel boilers | TWh/year | 0.84
ES | CD 2050 | Output | Heat supply | District heating | Electric boilers | TWh/year | 0
ES | CD 2050 | Output | Heat supply | District heating | Waste | TWh/year | 0
ES | CD 2050 | Output | Heat supply | District heating | Heat pumps | TWh/year | 0
ES | CD 2050 | Output | Heat supply | District heating | Industrial excess & waste incineration | TWh/year | 0
ES | CD 2050 | Output | Costs | Fuel | Fuel excl. natural gas exchange | M EUR | 40262
ES | CD 2050 | Output | Costs | Fuel | Natural gas exchange costs | M EUR | 2068
ES | CD 2050 | Output | Costs | Operation & Maintenance | Marginal operation costs | M EUR | 1395
ES | CD 2050 | Output | Costs | Operation & Maintenance | Electricity exchange | M EUR | 0
ES | CD 2050 | Output | Costs | CO2 | CO2 emission costs | M EUR | 1743
ES | CD 2050 | Output | Costs | Operation & Maintenance | Fixed operation costs | M EUR | 21230
ES | CD 2050 | Output | Costs | Annual investment | Annual investment costs | M EUR | 53317
ES | CD 2050 | Output | Annualised investment cost | Heating | DH - Solar thermal | M EUR | 0
ES | CD 2050 | Output | Annualised investment cost | Heating | DH - Combined heat & power | M EUR | 65
ES | CD 2050 | Output | Annualised investment cost | Heating | DH - Heat pumps | M EUR | 0
ES | CD 2050 | Output | Annualised investment cost | Heating | DH - Thermal storage | M EUR | 1
ES | CD 2050 | Output | Annualised investment cost | Heating | DH - Fuel & electric boilers | M EUR | 71
ES | CD 2050 | Output | Annualised investment cost | Electricity | Power plants | M EUR | 9778
ES | CD 2050 | Output | Annualised investment cost | Electricity | Onshore wind | M EUR | 2486
ES | CD 2050 | Output | Annualised investment cost | Electricity | Offshore wind | M EUR | 0
ES | CD 2050 | Output | Annualised investment cost | Electricity | Photovoltaic | M EUR | 4420
ES | CD 2050 | Output | Annualised investment cost | Electricity | Other var. RES | M EUR | 4
ES | CD 2050 | Output | Annualised investment cost | Electricity | Hydro | M EUR | 1638
ES | CD 2050 | Output | Annualised investment cost | Electricity | Nuclear plants | M EUR | 186
ES | CD 2050 | Output | Annualised investment cost | Electricity | Geothermal | M EUR | 11
ES | CD 2050 | Output | Annualised investment cost | Liquid & gas fuel plants | Electrolyser | M EUR | 1742
ES | CD 2050 | Output | Annualised investment cost | Liquid & gas fuel plants | Hydrogen Storage | M EUR | 2446
ES | CD 2050 | Output | Annualised investment cost | Electricity | Pump | M EUR | 0
ES | CD 2050 | Output | Annualised investment cost | Electricity | Turbine | M EUR | 0
ES | CD 2050 | Output | Annualised investment cost | Electricity | Pump Storage | M EUR | 0
ES | CD 2050 | Output | Annualised investment cost | Heating | Indv. boilers | M EUR | 1076
ES | CD 2050 | Output | Annualised investment cost | Heating | Indv. CHP | M EUR | 0
ES | CD 2050 | Output | Annualised investment cost | Heating | Indv. heat pumps | M EUR | 293
ES | CD 2050 | Output | Annualised investment cost | Heating | Indv. electric heat | M EUR | 409
ES | CD 2050 | Output | Annualised investment cost | Heating | Indv. solar thermal | M EUR | 90
ES | CD 2050 | Output | Annualised investment cost | Liquid & gas fuel plants | BioGas Upgrade | M EUR | 0
ES | CD 2050 | Output | Annualised investment cost | Liquid & gas fuel plants | Gasification Upgrade | M EUR | 0
ES | CD 2050 | Output | Annualised investment cost | Heating | DH - Waste incineration | M EUR | 0
ES | CD 2050 | Output | Annualised investment cost | Liquid & gas fuel plants | Biogas Plant | M EUR | 0
ES | CD 2050 | Output | Annualised investment cost | Liquid & gas fuel plants | Gasification Plant | M EUR | 0
ES | CD 2050 | Output | Annualised investment cost | Liquid & gas fuel plants | BioDiesel Plant | M EUR | 17
ES | CD 2050 | Output | Annualised investment cost | Liquid & gas fuel plants | BioPetrol Plant | M EUR | 153
ES | CD 2050 | Output | Annualised investment cost | Liquid & gas fuel plants | BioJPPlant | M EUR | 0
ES | CD 2050 | Output | Annualised investment cost | Electricity | Concentrated solar plants | M EUR | 10241
ES | CD 2050 | Output | Annualised investment cost | Liquid & gas fuel plants | Carbon Recycling | M EUR | 181
ES | CD 2050 | Output | Annualised investment cost | Liquid & gas fuel plants | JP Synthesis | M EUR | 0
ES | CD 2050 | Output | Annualised investment cost | Liquid & gas fuel plants | Methanation (CO2) | M EUR | 198
ES | CD 2050 | Output | Annualised investment cost | Water | Water desalination & storage | M EUR | 0
ES | CD 2050 | Output | Annualised investment cost | Liquid & gas fuel plants | Gas Storage | M EUR | 0
ES | CD 2050 | Output | Annualised investment cost | Liquid & gas fuel plants | Oil Storage | M EUR | 0
ES | CD 2050 | Output | Annualised investment cost | Liquid & gas fuel plants | Methanol Storage | M EUR | 0
ES | CD 2050 | Output | Annualised investment cost | Electricity | Interconnection | M EUR | 0
ES | CD 2050 | Output | Annualised investment cost | Heating | DH - Geothermal | M EUR | 0
ES | CD 2050 | Output | Annualised investment cost | Heating | DH - Industrial excess | M EUR | 0
ES | CD 2050 | Output | Annualised investment cost | Electricity | Indust. CHP Electr. | M EUR | 19
ES | CD 2050 | Output | Annualised investment cost | Heating | Indust. CHP Heat | M EUR | 0
ES | CD 2050 | Output | Annualised investment cost | Road vehicles | Vehicles | M EUR | 0
ES | CD 2050 | Output | Annualised investment cost | Heating | Estimated electricity grid reinforcement | M EUR | 921
ES | CD 2050 | Output | Annualised investment cost | Cooling | Cooling savings | M EUR | 896
ES | CD 2050 | Output | Annualised investment cost | Cooling | District cooling pipes | M EUR | 0
ES | CD 2050 | Output | Annualised investment cost | Cooling | Individual cooling | M EUR | 2196
ES | CD 2050 | Output | Annualised investment cost | Cooling | District cooling | M EUR | 0
ES | CD 2050 | Output | Annualised investment cost | Heating | District heating substations | M EUR | 30
ES | CD 2050 | Output | Annualised investment cost | Heating | Heat savings | M EUR | 13707
ES | CD 2050 | Output | Annualised investment cost | Heating | District heating pipes | M EUR | 40
ES | CD 2050 | Output | Installed capacity | Heating | DH - Waste incineration | MWth | 0
ES | CD 2050 | Output | Installed capacity | Heating | DH - Solar thermal | MWth | 0
ES | CD 2050 | Output | Installed capacity | Heating | Indv. heat pumps | MWth | 2555
ES | CD 2050 | Output | Installed capacity | Heating | Indv. boilers | MWth | 22218.8235
ES | CD 2050 | Output | Installed capacity | Cooling | Indv. cooling | MWe | 9955.1515
ES | CD 2050 | Output | Installed capacity | Cooling | District cooling - chillers | MWth | 0
ES | CD 2050 | Output | Fuel individual boilers | Indiviual Boilers | Coal | TWh/year | 0
ES | CD 2050 | Output | Fuel individual boilers | Indiviual Boilers | Oil | TWh/year | 2.15
ES | CD 2050 | Output | Fuel individual boilers | Indiviual Boilers | Ngas | TWh/year | 49.97
ES | CD 2050 | Output | Fuel individual boilers | Indiviual Boilers | Biomass | TWh/year | 11.15
ES | HRE 2050 | Output | PES | Fossil Fuel | Coal | TWh/year | 3.64
ES | HRE 2050 | Output | PES | Fossil Fuel | Oil | TWh/year | 91.74
ES | HRE 2050 | Output | PES | Fossil Fuel | Natural gas | TWh/year | 3.59
ES | HRE 2050 | Output | PES | Nuclear | Nuclear | TWh/year | 39.22
ES | HRE 2050 | Output | PES | RES | Biomass | TWh/year | 911.33
ES | HRE 2050 | Output | PES | RES | Hydro | TWh/year | 31.5
ES | HRE 2050 | Output | PES | RES | Wind | TWh/year | 142.3
ES | HRE 2050 | Output | PES | RES | Solar elec. | TWh/year | 390.34
ES | HRE 2050 | Output | PES | RES | Geothermal elec. | TWh/year | 0.56
ES | HRE 2050 | Output | PES | RES | Solar heat | TWh/year | 1.35
ES | HRE 2050 | Output | PES | RES | Wave & tidal | TWh/year | 0.29
ES | HRE 2050 | Output | PES | Trade | Export/Import | TWh/year | -45.16
ES | HRE 2050 | Output | Emissions | Energy and industry | CO2-emissions | Mt | 26.103
ES | HRE 2050 | Output | Electricity production | Thermal | Condensing power plants | TWh/year | 382.31
ES | HRE 2050 | Output | Electricity production | Thermal | CHP plants (incl. waste) | TWh/year | 30.06
ES | HRE 2050 | Output | Electricity production | Thermal | Industrial CHP | TWh/year | 3.41
ES | HRE 2050 | Output | Electricity production | Nuclear | Nuclear power plants | TWh/year | 11.77
ES | HRE 2050 | Output | Electricity production | RES | Geothermal power plants | TWh/year | 0.56
ES | HRE 2050 | Output | Electricity production | RES | Onshore wind | TWh/year | 111.04
ES | HRE 2050 | Output | Electricity production | RES | Offshore wind | TWh/year | 31.26
ES | HRE 2050 | Output | Electricity production | RES | Photovoltaic | TWh/year | 214.92
ES | HRE 2050 | Output | Electricity production | RES | Concentrated solar plants | TWh/year | 175.42
ES | HRE 2050 | Output | Electricity production | RES | Wave & tidal | TWh/year | 0.29
ES | HRE 2050 | Output | Electricity production | RES | Dammed hydro | TWh/year | 41.55
ES | HRE 2050 | Output | Electricity production | RES | River hydro | TWh/year | 8.65
ES | HRE 2050 | Output | Electricity production | Trade | Net import (+) / export (-) | TWh/year | -45.16
ES | HRE 2050 | Output | Heat supply | Individual heating | Electric heating | TWh/year | 0
ES | HRE 2050 | Output | Heat supply | Individual heating | Heat pumps | TWh/year | 30.56
ES | HRE 2050 | Output | Heat supply | Individual heating | Boilers | TWh/year | 0
ES | HRE 2050 | Output | Heat supply | Individual heating | Solar thermal | TWh/year | 0
ES | HRE 2050 | Output | Heat supply | District heating | CHP plants | TWh/year | 33.82
ES | HRE 2050 | Output | Heat supply | District heating | Fuel boilers | TWh/year | 1.34
ES | HRE 2050 | Output | Heat supply | District heating | Electric boilers | TWh/year | 0.46
ES | HRE 2050 | Output | Heat supply | District heating | Waste | TWh/year | 0
ES | HRE 2050 | Output | Heat supply | District heating | Heat pumps | TWh/year | 20.79
ES | HRE 2050 | Output | Heat supply | District heating | Industrial excess & waste incineration | TWh/year | 23.6
ES | HRE 2050 | Output | Costs | Fuel | Fuel excl. natural gas exchange | M EUR | 37235
ES | HRE 2050 | Output | Costs | Fuel | Natural gas exchange costs | M EUR | 120
ES | HRE 2050 | Output | Costs | Operation & Maintenance | Marginal operation costs | M EUR | 1314
ES | HRE 2050 | Output | Costs | Operation & Maintenance | Electricity exchange | M EUR | 0
ES | HRE 2050 | Output | Costs | CO2 | CO2 emission costs | M EUR | 1135
ES | HRE 2050 | Output | Costs | Operation & Maintenance | Fixed operation costs | M EUR | 19890
ES | HRE 2050 | Output | Costs | Annual investment | Annual investment costs | M EUR | 52013
ES | HRE 2050 | Output | Annualised investment cost | Heating | DH - Solar thermal | M EUR | 19
ES | HRE 2050 | Output | Annualised investment cost | Heating | DH - Combined heat & power | M EUR | 467
ES | HRE 2050 | Output | Annualised investment cost | Heating | DH - Heat pumps | M EUR | 326
ES | HRE 2050 | Output | Annualised investment cost | Heating | DH - Thermal storage | M EUR | 17
ES | HRE 2050 | Output | Annualised investment cost | Heating | DH - Fuel & electric boilers | M EUR | 294
ES | HRE 2050 | Output | Annualised investment cost | Electricity | Power plants | M EUR | 8727
ES | HRE 2050 | Output | Annualised investment cost | Electricity | Onshore wind | M EUR | 2229
ES | HRE 2050 | Output | Annualised investment cost | Electricity | Offshore wind | M EUR | 624
ES | HRE 2050 | Output | Annualised investment cost | Electricity | Photovoltaic | M EUR | 4134
ES | HRE 2050 | Output | Annualised investment cost | Electricity | Other var. RES | M EUR | 4
ES | HRE 2050 | Output | Annualised investment cost | Electricity | Hydro | M EUR | 1638
ES | HRE 2050 | Output | Annualised investment cost | Electricity | Nuclear plants | M EUR | 186
ES | HRE 2050 | Output | Annualised investment cost | Electricity | Geothermal | M EUR | 11
ES | HRE 2050 | Output | Annualised investment cost | Liquid & gas fuel plants | Electrolyser | M EUR | 1742
ES | HRE 2050 | Output | Annualised investment cost | Liquid & gas fuel plants | Hydrogen Storage | M EUR | 2
ES | HRE 2050 | Output | Annualised investment cost | Electricity | Pump | M EUR | 0
ES | HRE 2050 | Output | Annualised investment cost | Electricity | Turbine | M EUR | 0
ES | HRE 2050 | Output | Annualised investment cost | Electricity | Pump Storage | M EUR | 0
ES | HRE 2050 | Output | Annualised investment cost | Heating | Indv. boilers | M EUR | 0
ES | HRE 2050 | Output | Annualised investment cost | Heating | Indv. CHP | M EUR | 0
ES | HRE 2050 | Output | Annualised investment cost | Heating | Indv. heat pumps | M EUR | 1434
ES | HRE 2050 | Output | Annualised investment cost | Heating | Indv. electric heat | M EUR | 0
ES | HRE 2050 | Output | Annualised investment cost | Heating | Indv. solar thermal | M EUR | 0
ES | HRE 2050 | Output | Annualised investment cost | Liquid & gas fuel plants | BioGas Upgrade | M EUR | 16
ES | HRE 2050 | Output | Annualised investment cost | Liquid & gas fuel plants | Gasification Upgrade | M EUR | 0
ES | HRE 2050 | Output | Annualised investment cost | Heating | DH - Waste incineration | M EUR | 0
ES | HRE 2050 | Output | Annualised investment cost | Liquid & gas fuel plants | Biogas Plant | M EUR | 76
ES | HRE 2050 | Output | Annualised investment cost | Liquid & gas fuel plants | Gasification Plant | M EUR | 0
ES | HRE 2050 | Output | Annualised investment cost | Liquid & gas fuel plants | BioDiesel Plant | M EUR | 16
ES | HRE 2050 | Output | Annualised investment cost | Liquid & gas fuel plants | BioPetrol Plant | M EUR | 153
ES | HRE 2050 | Output | Annualised investment cost | Liquid & gas fuel plants | BioJPPlant | M EUR | 0
ES | HRE 2050 | Output | Annualised investment cost | Electricity | Concentrated solar plants | M EUR | 10241
ES | HRE 2050 | Output | Annualised investment cost | Liquid & gas fuel plants | Carbon Recycling | M EUR | 181
ES | HRE 2050 | Output | Annualised investment cost | Liquid & gas fuel plants | JP Synthesis | M EUR | 0
ES | HRE 2050 | Output | Annualised investment cost | Liquid & gas fuel plants | Methanation (CO2) | M EUR | 198
ES | HRE 2050 | Output | Annualised investment cost | Water | Water desalination & storage | M EUR | 0
ES | HRE 2050 | Output | Annualised investment cost | Liquid & gas fuel plants | Gas Storage | M EUR | 0
ES | HRE 2050 | Output | Annualised investment cost | Liquid & gas fuel plants | Oil Storage | M EUR | 0
ES | HRE 2050 | Output | Annualised investment cost | Liquid & gas fuel plants | Methanol Storage | M EUR | 0
ES | HRE 2050 | Output | Annualised investment cost | Electricity | Interconnection | M EUR | 0
ES | HRE 2050 | Output | Annualised investment cost | Heating | DH - Geothermal | M EUR | 0
ES | HRE 2050 | Output | Annualised investment cost | Heating | DH - Industrial excess | M EUR | 10
ES | HRE 2050 | Output | Annualised investment cost | Electricity | Indust. CHP Electr. | M EUR | 9
ES | HRE 2050 | Output | Annualised investment cost | Heating | Indust. CHP Heat | M EUR | 0
ES | HRE 2050 | Output | Annualised investment cost | Road vehicles | Vehicles | M EUR | 0
ES | HRE 2050 | Output | Annualised investment cost | Heating | Estimated electricity grid reinforcement | M EUR | 712
ES | HRE 2050 | Output | Annualised investment cost | Cooling | Cooling savings | M EUR | 896
ES | HRE 2050 | Output | Annualised investment cost | Cooling | District cooling pipes | M EUR | 119
ES | HRE 2050 | Output | Annualised investment cost | Cooling | Individual cooling | M EUR | 2072
ES | HRE 2050 | Output | Annualised investment cost | Cooling | District cooling | M EUR | 40
ES | HRE 2050 | Output | Annualised investment cost | Heating | District heating substations | M EUR | 415
ES | HRE 2050 | Output | Annualised investment cost | Heating | Heat savings | M EUR | 13808
ES | HRE 2050 | Output | Annualised investment cost | Heating | District heating pipes | M EUR | 1194
ES | HRE 2050 | Output | Installed capacity | Heating | DH - Waste incineration | MWth | 0
ES | HRE 2050 | Output | Installed capacity | Heating | DH - Solar thermal | MWth | 775
ES | HRE 2050 | Output | Installed capacity | Heating | Indv. heat pumps | MWth | 10766
ES | HRE 2050 | Output | Installed capacity | Heating | Indv. boilers | MWth | 0
ES | HRE 2050 | Output | Installed capacity | Cooling | Indv. cooling | MWe | 9364.8485
ES | HRE 2050 | Output | Installed capacity | Cooling | District cooling - chillers | MWth | 3968.5714
ES | HRE 2050 | Output | Fuel individual boilers | Indiviual Boilers | Coal | TWh/year | 0
ES | HRE 2050 | Output | Fuel individual boilers | Indiviual Boilers | Oil | TWh/year | 0
ES | HRE 2050 | Output | Fuel individual boilers | Indiviual Boilers | Ngas | TWh/year | 0
ES | HRE 2050 | Output | Fuel individual boilers | Indiviual Boilers | Biomass | TWh/year | 0
FI | BL 2015 | Output | PES | Fossil Fuel | Coal | TWh/year | 51.67
FI | BL 2015 | Output | PES | Fossil Fuel | Oil | TWh/year | 105.4
FI | BL 2015 | Output | PES | Fossil Fuel | Natural gas | TWh/year | 81.4
FI | BL 2015 | Output | PES | Nuclear | Nuclear | TWh/year | 74.36
FI | BL 2015 | Output | PES | RES | Biomass | TWh/year | 84
FI | BL 2015 | Output | PES | RES | Hydro | TWh/year | 12.35
FI | BL 2015 | Output | PES | RES | Wind | TWh/year | 0
FI | BL 2015 | Output | PES | RES | Solar elec. | TWh/year | 0
FI | BL 2015 | Output | PES | RES | Geothermal elec. | TWh/year | 0
FI | BL 2015 | Output | PES | RES | Solar heat | TWh/year | 0.01
FI | BL 2015 | Output | PES | RES | Wave & tidal | TWh/year | 0
FI | BL 2015 | Output | PES | Trade | Export/Import | TWh/year | 0
FI | BL 2015 | Output | Emissions | Energy and industry | CO2-emissions | Mt | 62.702
FI | BL 2015 | Output | Electricity production | Thermal | Condensing power plants | TWh/year | 4.5
FI | BL 2015 | Output | Electricity production | Thermal | CHP plants (incl. waste) | TWh/year | 33.69
FI | BL 2015 | Output | Electricity production | Thermal | Industrial CHP | TWh/year | 7.84
FI | BL 2015 | Output | Electricity production | Nuclear | Nuclear power plants | TWh/year | 22.31
FI | BL 2015 | Output | Electricity production | RES | Geothermal power plants | TWh/year | 0
FI | BL 2015 | Output | Electricity production | RES | Onshore wind | TWh/year | 0
FI | BL 2015 | Output | Electricity production | RES | Offshore wind | TWh/year | 0
FI | BL 2015 | Output | Electricity production | RES | Photovoltaic | TWh/year | 0
FI | BL 2015 | Output | Electricity production | RES | Concentrated solar plants | TWh/year | 0
FI | BL 2015 | Output | Electricity production | RES | Wave & tidal | TWh/year | 0
FI | BL 2015 | Output | Electricity production | RES | Dammed hydro | TWh/year | 12.35
FI | BL 2015 | Output | Electricity production | RES | River hydro | TWh/year | 0
FI | BL 2015 | Output | Electricity production | Trade | Net import (+) / export (-) | TWh/year | 0
FI | BL 2015 | Output | Heat supply | Individual heating | Electric heating | TWh/year | 13.86
FI | BL 2015 | Output | Heat supply | Individual heating | Heat pumps | TWh/year | 2.42
FI | BL 2015 | Output | Heat supply | Individual heating | Boilers | TWh/year | 30.82
FI | BL 2015 | Output | Heat supply | Individual heating | Solar thermal | TWh/year | 0.01
FI | BL 2015 | Output | Heat supply | District heating | CHP plants | TWh/year | 45.41
FI | BL 2015 | Output | Heat supply | District heating | Fuel boilers | TWh/year | 15.27
FI | BL 2015 | Output | Heat supply | District heating | Electric boilers | TWh/year | 0
FI | BL 2015 | Output | Heat supply | District heating | Waste | TWh/year | 0.3
FI | BL 2015 | Output | Heat supply | District heating | Heat pumps | TWh/year | 1.13
FI | BL 2015 | Output | Heat supply | District heating | Industrial excess & waste incineration | TWh/year | 0
FI | BL 2015 | Output | Costs | Fuel | Fuel excl. natural gas exchange | M EUR | 7144
FI | BL 2015 | Output | Costs | Fuel | Natural gas exchange costs | M EUR | 2725
FI | BL 2015 | Output | Costs | Operation & Maintenance | Marginal operation costs | M EUR | 455
FI | BL 2015 | Output | Costs | Operation & Maintenance | Electricity exchange | M EUR | 0
FI | BL 2015 | Output | Costs | CO2 | CO2 emission costs | M EUR | 351
FI | BL 2015 | Output | Costs | Operation & Maintenance | Fixed operation costs | M EUR | 1748
FI | BL 2015 | Output | Costs | Annual investment | Annual investment costs | M EUR | 8533
FI | BL 2015 | Output | Annualised investment cost | Heating | DH - Solar thermal | M EUR | 0
FI | BL 2015 | Output | Annualised investment cost | Heating | DH - Combined heat & power | M EUR | 359
FI | BL 2015 | Output | Annualised investment cost | Heating | DH - Heat pumps | M EUR | 6
FI | BL 2015 | Output | Annualised investment cost | Heating | DH - Thermal storage | M EUR | 12
FI | BL 2015 | Output | Annualised investment cost | Heating | DH - Fuel & electric boilers | M EUR | 431
FI | BL 2015 | Output | Annualised investment cost | Electricity | Power plants | M EUR | 243
FI | BL 2015 | Output | Annualised investment cost | Electricity | Onshore wind | M EUR | 0
FI | BL 2015 | Output | Annualised investment cost | Electricity | Offshore wind | M EUR | 0
FI | BL 2015 | Output | Annualised investment cost | Electricity | Photovoltaic | M EUR | 0
FI | BL 2015 | Output | Annualised investment cost | Electricity | Other var. RES | M EUR | 0
FI | BL 2015 | Output | Annualised investment cost | Electricity | Hydro | M EUR | 290
FI | BL 2015 | Output | Annualised investment cost | Electricity | Nuclear plants | M EUR | 483
FI | BL 2015 | Output | Annualised investment cost | Electricity | Geothermal | M EUR | 0
FI | BL 2015 | Output | Annualised investment cost | Liquid & gas fuel plants | Electrolyser | M EUR | 0
FI | BL 2015 | Output | Annualised investment cost | Liquid & gas fuel plants | Hydrogen Storage | M EUR | 0
FI | BL 2015 | Output | Annualised investment cost | Electricity | Pump | M EUR | 0
FI | BL 2015 | Output | Annualised investment cost | Electricity | Turbine | M EUR | 0
FI | BL 2015 | Output | Annualised investment cost | Electricity | Pump Storage | M EUR | 0
FI | BL 2015 | Output | Annualised investment cost | Heating | Indv. boilers | M EUR | 662
FI | BL 2015 | Output | Annualised investment cost | Heating | Indv. CHP | M EUR | 0
FI | BL 2015 | Output | Annualised investment cost | Heating | Indv. heat pumps | M EUR | 128
FI | BL 2015 | Output | Annualised investment cost | Heating | Indv. electric heat | M EUR | 135
FI | BL 2015 | Output | Annualised investment cost | Heating | Indv. solar thermal | M EUR | 1
FI | BL 2015 | Output | Annualised investment cost | Liquid & gas fuel plants | BioGas Upgrade | M EUR | 0
FI | BL 2015 | Output | Annualised investment cost | Liquid & gas fuel plants | Gasification Upgrade | M EUR | 0
FI | BL 2015 | Output | Annualised investment cost | Heating | DH - Waste incineration | M EUR | 6
FI | BL 2015 | Output | Annualised investment cost | Liquid & gas fuel plants | Biogas Plant | M EUR | 0
FI | BL 2015 | Output | Annualised investment cost | Liquid & gas fuel plants | Gasification Plant | M EUR | 0
FI | BL 2015 | Output | Annualised investment cost | Liquid & gas fuel plants | BioDiesel Plant | M EUR | 53
FI | BL 2015 | Output | Annualised investment cost | Liquid & gas fuel plants | BioPetrol Plant | M EUR | 34
FI | BL 2015 | Output | Annualised investment cost | Liquid & gas fuel plants | BioJPPlant | M EUR | 0
FI | BL 2015 | Output | Annualised investment cost | Electricity | Concentrated solar plants | M EUR | 0
FI | BL 2015 | Output | Annualised investment cost | Liquid & gas fuel plants | Carbon Recycling | M EUR | 0
FI | BL 2015 | Output | Annualised investment cost | Liquid & gas fuel plants | JP Synthesis | M EUR | 0
FI | BL 2015 | Output | Annualised investment cost | Liquid & gas fuel plants | Methanation (CO2) | M EUR | 0
FI | BL 2015 | Output | Annualised investment cost | Water | Water desalination & storage | M EUR | 0
FI | BL 2015 | Output | Annualised investment cost | Liquid & gas fuel plants | Gas Storage | M EUR | 0
FI | BL 2015 | Output | Annualised investment cost | Liquid & gas fuel plants | Oil Storage | M EUR | 0
FI | BL 2015 | Output | Annualised investment cost | Liquid & gas fuel plants | Methanol Storage | M EUR | 0
FI | BL 2015 | Output | Annualised investment cost | Electricity | Interconnection | M EUR | 0
FI | BL 2015 | Output | Annualised investment cost | Heating | DH - Geothermal | M EUR | 0
FI | BL 2015 | Output | Annualised investment cost | Heating | DH - Industrial excess | M EUR | 0
FI | BL 2015 | Output | Annualised investment cost | Electricity | Indust. CHP Electr. | M EUR | 25
FI | BL 2015 | Output | Annualised investment cost | Heating | Indust. CHP Heat | M EUR | 0
FI | BL 2015 | Output | Annualised investment cost | Road vehicles | Vehicles | M EUR | 0
FI | BL 2015 | Output | Annualised investment cost | Heating | Estimated electricity grid reinforcement | M EUR | 0
FI | BL 2015 | Output | Annualised investment cost | Cooling | Cooling savings | M EUR | 16
FI | BL 2015 | Output | Annualised investment cost | Cooling | District cooling pipes | M EUR | 0
FI | BL 2015 | Output | Annualised investment cost | Cooling | Individual cooling | M EUR | 17
FI | BL 2015 | Output | Annualised investment cost | Cooling | District cooling | M EUR | 0
FI | BL 2015 | Output | Annualised investment cost | Heating | District heating substations | M EUR | 0
FI | BL 2015 | Output | Annualised investment cost | Heating | Heat savings | M EUR | 4985
FI | BL 2015 | Output | Annualised investment cost | Heating | District heating pipes | M EUR | 648
FI | BL 2015 | Output | Installed capacity | Heating | DH - Waste incineration | MWth | 34
FI | BL 2015 | Output | Installed capacity | Heating | DH - Solar thermal | MWth | 0
FI | BL 2015 | Output | Installed capacity | Heating | Indv. heat pumps | MWth | 724.5
FI | BL 2015 | Output | Installed capacity | Heating | Indv. boilers | MWth | 11297.6471
FI | BL 2015 | Output | Installed capacity | Cooling | Indv. cooling | MWe | 98.9394
FI | BL 2015 | Output | Installed capacity | Cooling | District cooling - chillers | MWth | 0
FI | BL 2015 | Output | Fuel individual boilers | Indiviual Boilers | Coal | TWh/year | 0.63
FI | BL 2015 | Output | Fuel individual boilers | Indiviual Boilers | Oil | TWh/year | 14.16
FI | BL 2015 | Output | Fuel individual boilers | Indiviual Boilers | Ngas | TWh/year | 0.87
FI | BL 2015 | Output | Fuel individual boilers | Indiviual Boilers | Biomass | TWh/year | 22.79
FI | BL 2050 | Output | PES | Fossil Fuel | Coal | TWh/year | 36.88
FI | BL 2050 | Output | PES | Fossil Fuel | Oil | TWh/year | 67.42
FI | BL 2050 | Output | PES | Fossil Fuel | Natural gas | TWh/year | 8.71
FI | BL 2050 | Output | PES | Nuclear | Nuclear | TWh/year | 123.55
FI | BL 2050 | Output | PES | RES | Biomass | TWh/year | 76.12
FI | BL 2050 | Output | PES | RES | Hydro | TWh/year | 21.09
FI | BL 2050 | Output | PES | RES | Wind | TWh/year | 21.86
FI | BL 2050 | Output | PES | RES | Solar elec. | TWh/year | 5.03
FI | BL 2050 | Output | PES | RES | Geothermal elec. | TWh/year | 0
FI | BL 2050 | Output | PES | RES | Solar heat | TWh/year | 2.86
FI | BL 2050 | Output | PES | RES | Wave & tidal | TWh/year | 0
FI | BL 2050 | Output | PES | Trade | Export/Import | TWh/year | -1.98
FI | BL 2050 | Output | Emissions | Energy and industry | CO2-emissions | Mt | 32.576
FI | BL 2050 | Output | Electricity production | Thermal | Condensing power plants | TWh/year | 2.32
FI | BL 2050 | Output | Electricity production | Thermal | CHP plants (incl. waste) | TWh/year | 19.69
FI | BL 2050 | Output | Electricity production | Thermal | Industrial CHP | TWh/year | 0
FI | BL 2050 | Output | Electricity production | Nuclear | Nuclear power plants | TWh/year | 37.07
FI | BL 2050 | Output | Electricity production | RES | Geothermal power plants | TWh/year | 0
FI | BL 2050 | Output | Electricity production | RES | Onshore wind | TWh/year | 18.52
FI | BL 2050 | Output | Electricity production | RES | Offshore wind | TWh/year | 3.34
FI | BL 2050 | Output | Electricity production | RES | Photovoltaic | TWh/year | 5.03
FI | BL 2050 | Output | Electricity production | RES | Concentrated solar plants | TWh/year | 0
FI | BL 2050 | Output | Electricity production | RES | Wave & tidal | TWh/year | 0
FI | BL 2050 | Output | Electricity production | RES | Dammed hydro | TWh/year | 20.9
FI | BL 2050 | Output | Electricity production | RES | River hydro | TWh/year | 0.19
FI | BL 2050 | Output | Electricity production | Trade | Net import (+) / export (-) | TWh/year | -1.98
FI | BL 2050 | Output | Heat supply | Individual heating | Electric heating | TWh/year | 10.84
FI | BL 2050 | Output | Heat supply | Individual heating | Heat pumps | TWh/year | 3.82
FI | BL 2050 | Output | Heat supply | Individual heating | Boilers | TWh/year | 4.96
FI | BL 2050 | Output | Heat supply | Individual heating | Solar thermal | TWh/year | 0
FI | BL 2050 | Output | Heat supply | District heating | CHP plants | TWh/year | 22.15
FI | BL 2050 | Output | Heat supply | District heating | Fuel boilers | TWh/year | 22.73
FI | BL 2050 | Output | Heat supply | District heating | Electric boilers | TWh/year | 0
FI | BL 2050 | Output | Heat supply | District heating | Waste | TWh/year | 0.15
FI | BL 2050 | Output | Heat supply | District heating | Heat pumps | TWh/year | 1.51
FI | BL 2050 | Output | Heat supply | District heating | Industrial excess & waste incineration | TWh/year | 0
FI | BL 2050 | Output | Costs | Fuel | Fuel excl. natural gas exchange | M EUR | 5312
FI | BL 2050 | Output | Costs | Fuel | Natural gas exchange costs | M EUR | 292
FI | BL 2050 | Output | Costs | Operation & Maintenance | Marginal operation costs | M EUR | 644
FI | BL 2050 | Output | Costs | Operation & Maintenance | Electricity exchange | M EUR | 0
FI | BL 2050 | Output | Costs | CO2 | CO2 emission costs | M EUR | 1417
FI | BL 2050 | Output | Costs | Operation & Maintenance | Fixed operation costs | M EUR | 2605
FI | BL 2050 | Output | Costs | Annual investment | Annual investment costs | M EUR | 10999
FI | BL 2050 | Output | Annualised investment cost | Heating | DH - Solar thermal | M EUR | 43
FI | BL 2050 | Output | Annualised investment cost | Heating | DH - Combined heat & power | M EUR | 500
FI | BL 2050 | Output | Annualised investment cost | Heating | DH - Heat pumps | M EUR | 8
FI | BL 2050 | Output | Annualised investment cost | Heating | DH - Thermal storage | M EUR | 36
FI | BL 2050 | Output | Annualised investment cost | Heating | DH - Fuel & electric boilers | M EUR | 798
FI | BL 2050 | Output | Annualised investment cost | Electricity | Power plants | M EUR | 387
FI | BL 2050 | Output | Annualised investment cost | Electricity | Onshore wind | M EUR | 413
FI | BL 2050 | Output | Annualised investment cost | Electricity | Offshore wind | M EUR | 74
FI | BL 2050 | Output | Annualised investment cost | Electricity | Photovoltaic | M EUR | 148
FI | BL 2050 | Output | Annualised investment cost | Electricity | Other var. RES | M EUR | 0
FI | BL 2050 | Output | Annualised investment cost | Electricity | Hydro | M EUR | 465
FI | BL 2050 | Output | Annualised investment cost | Electricity | Nuclear plants | M EUR | 748
FI | BL 2050 | Output | Annualised investment cost | Electricity | Geothermal | M EUR | 0
FI | BL 2050 | Output | Annualised investment cost | Liquid & gas fuel plants | Electrolyser | M EUR | 17
FI | BL 2050 | Output | Annualised investment cost | Liquid & gas fuel plants | Hydrogen Storage | M EUR | 24
FI | BL 2050 | Output | Annualised investment cost | Electricity | Pump | M EUR | 0
FI | BL 2050 | Output | Annualised investment cost | Electricity | Turbine | M EUR | 0
FI | BL 2050 | Output | Annualised investment cost | Electricity | Pump Storage | M EUR | 0
FI | BL 2050 | Output | Annualised investment cost | Heating | Indv. boilers | M EUR | 90
FI | BL 2050 | Output | Annualised investment cost | Heating | Indv. CHP | M EUR | 0
FI | BL 2050 | Output | Annualised investment cost | Heating | Indv. heat pumps | M EUR | 165
FI | BL 2050 | Output | Annualised investment cost | Heating | Indv. electric heat | M EUR | 110
FI | BL 2050 | Output | Annualised investment cost | Heating | Indv. solar thermal | M EUR | 0
FI | BL 2050 | Output | Annualised investment cost | Liquid & gas fuel plants | BioGas Upgrade | M EUR | 0
FI | BL 2050 | Output | Annualised investment cost | Liquid & gas fuel plants | Gasification Upgrade | M EUR | 0
FI | BL 2050 | Output | Annualised investment cost | Heating | DH - Waste incineration | M EUR | 3
FI | BL 2050 | Output | Annualised investment cost | Liquid & gas fuel plants | Biogas Plant | M EUR | 0
FI | BL 2050 | Output | Annualised investment cost | Liquid & gas fuel plants | Gasification Plant | M EUR | 0
FI | BL 2050 | Output | Annualised investment cost | Liquid & gas fuel plants | BioDiesel Plant | M EUR | 123
FI | BL 2050 | Output | Annualised investment cost | Liquid & gas fuel plants | BioPetrol Plant | M EUR | 101
FI | BL 2050 | Output | Annualised investment cost | Liquid & gas fuel plants | BioJPPlant | M EUR | 0
FI | BL 2050 | Output | Annualised investment cost | Electricity | Concentrated solar plants | M EUR | 0
FI | BL 2050 | Output | Annualised investment cost | Liquid & gas fuel plants | Carbon Recycling | M EUR | 0
FI | BL 2050 | Output | Annualised investment cost | Liquid & gas fuel plants | JP Synthesis | M EUR | 0
FI | BL 2050 | Output | Annualised investment cost | Liquid & gas fuel plants | Methanation (CO2) | M EUR | 0
FI | BL 2050 | Output | Annualised investment cost | Water | Water desalination & storage | M EUR | 0
FI | BL 2050 | Output | Annualised investment cost | Liquid & gas fuel plants | Gas Storage | M EUR | 0
FI | BL 2050 | Output | Annualised investment cost | Liquid & gas fuel plants | Oil Storage | M EUR | 0
FI | BL 2050 | Output | Annualised investment cost | Liquid & gas fuel plants | Methanol Storage | M EUR | 0
FI | BL 2050 | Output | Annualised investment cost | Electricity | Interconnection | M EUR | 0
FI | BL 2050 | Output | Annualised investment cost | Heating | DH - Geothermal | M EUR | 0
FI | BL 2050 | Output | Annualised investment cost | Heating | DH - Industrial excess | M EUR | 0
FI | BL 2050 | Output | Annualised investment cost | Electricity | Indust. CHP Electr. | M EUR | 0
FI | BL 2050 | Output | Annualised investment cost | Heating | Indust. CHP Heat | M EUR | 0
FI | BL 2050 | Output | Annualised investment cost | Road vehicles | Vehicles | M EUR | 0
FI | BL 2050 | Output | Annualised investment cost | Heating | Estimated electricity grid reinforcement | M EUR | 0
FI | BL 2050 | Output | Annualised investment cost | Cooling | Cooling savings | M EUR | 16
FI | BL 2050 | Output | Annualised investment cost | Cooling | District cooling pipes | M EUR | 0
FI | BL 2050 | Output | Annualised investment cost | Cooling | Individual cooling | M EUR | 834
FI | BL 2050 | Output | Annualised investment cost | Cooling | District cooling | M EUR | 0
FI | BL 2050 | Output | Annualised investment cost | Heating | District heating substations | M EUR | 262
FI | BL 2050 | Output | Annualised investment cost | Heating | Heat savings | M EUR | 4985
FI | BL 2050 | Output | Annualised investment cost | Heating | District heating pipes | M EUR | 648
FI | BL 2050 | Output | Installed capacity | Heating | DH - Waste incineration | MWth | 18
FI | BL 2050 | Output | Installed capacity | Heating | DH - Solar thermal | MWth | 4381
FI | BL 2050 | Output | Installed capacity | Heating | Indv. heat pumps | MWth | 1099
FI | BL 2050 | Output | Installed capacity | Heating | Indv. boilers | MWth | 1884.7059
FI | BL 2050 | Output | Installed capacity | Cooling | Indv. cooling | MWe | 3277.8788
FI | BL 2050 | Output | Installed capacity | Cooling | District cooling - chillers | MWth | 0
FI | BL 2050 | Output | Fuel individual boilers | Indiviual Boilers | Coal | TWh/year | 0
FI | BL 2050 | Output | Fuel individual boilers | Indiviual Boilers | Oil | TWh/year | 0
FI | BL 2050 | Output | Fuel individual boilers | Indiviual Boilers | Ngas | TWh/year | 4.31
FI | BL 2050 | Output | Fuel individual boilers | Indiviual Boilers | Biomass | TWh/year | 2.92
FI | CD Savings | Output | PES | Fossil Fuel | Coal | TWh/year | 1.44
FI | CD Savings | Output | PES | Fossil Fuel | Oil | TWh/year | 11.25
FI | CD Savings | Output | PES | Fossil Fuel | Natural gas | TWh/year | 10.44
FI | CD Savings | Output | PES | Nuclear | Nuclear | TWh/year | 3.76
FI | CD Savings | Output | PES | RES | Biomass | TWh/year | 160.05
FI | CD Savings | Output | PES | RES | Hydro | TWh/year | 21.09
FI | CD Savings | Output | PES | RES | Wind | TWh/year | 130.95
FI | CD Savings | Output | PES | RES | Solar elec. | TWh/year | 41.4
FI | CD Savings | Output | PES | RES | Geothermal elec. | TWh/year | 0
FI | CD Savings | Output | PES | RES | Solar heat | TWh/year | 1.38
FI | CD Savings | Output | PES | RES | Wave & tidal | TWh/year | 0
FI | CD Savings | Output | PES | Trade | Export/Import | TWh/year | -17.29
FI | CD Savings | Output | Emissions | Energy and industry | CO2-emissions | Mt | 5.603
FI | CD Savings | Output | Electricity production | Thermal | Condensing power plants | TWh/year | 32.83
FI | CD Savings | Output | Electricity production | Thermal | CHP plants (incl. waste) | TWh/year | 14.9
FI | CD Savings | Output | Electricity production | Thermal | Industrial CHP | TWh/year | 0
FI | CD Savings | Output | Electricity production | Nuclear | Nuclear power plants | TWh/year | 1.13
FI | CD Savings | Output | Electricity production | RES | Geothermal power plants | TWh/year | 0
FI | CD Savings | Output | Electricity production | RES | Onshore wind | TWh/year | 64.93
FI | CD Savings | Output | Electricity production | RES | Offshore wind | TWh/year | 66.02
FI | CD Savings | Output | Electricity production | RES | Photovoltaic | TWh/year | 41.4
FI | CD Savings | Output | Electricity production | RES | Concentrated solar plants | TWh/year | 0
FI | CD Savings | Output | Electricity production | RES | Wave & tidal | TWh/year | 0
FI | CD Savings | Output | Electricity production | RES | Dammed hydro | TWh/year | 20.9
FI | CD Savings | Output | Electricity production | RES | River hydro | TWh/year | 0.19
FI | CD Savings | Output | Electricity production | Trade | Net import (+) / export (-) | TWh/year | -17.29
FI | CD Savings | Output | Heat supply | Individual heating | Electric heating | TWh/year | 10.22
FI | CD Savings | Output | Heat supply | Individual heating | Heat pumps | TWh/year | 3.61
FI | CD Savings | Output | Heat supply | Individual heating | Boilers | TWh/year | 4.68
FI | CD Savings | Output | Heat supply | Individual heating | Solar thermal | TWh/year | 0
FI | CD Savings | Output | Heat supply | District heating | CHP plants | TWh/year | 27.73
FI | CD Savings | Output | Heat supply | District heating | Fuel boilers | TWh/year | 14.1
FI | CD Savings | Output | Heat supply | District heating | Electric boilers | TWh/year | 0
FI | CD Savings | Output | Heat supply | District heating | Waste | TWh/year | 0
FI | CD Savings | Output | Heat supply | District heating | Heat pumps | TWh/year | 1.51
FI | CD Savings | Output | Heat supply | District heating | Industrial excess & waste incineration | TWh/year | 0
FI | CD Savings | Output | Costs | Fuel | Fuel excl. natural gas exchange | M EUR | 6149
FI | CD Savings | Output | Costs | Fuel | Natural gas exchange costs | M EUR | 350
FI | CD Savings | Output | Costs | Operation & Maintenance | Marginal operation costs | M EUR | 171
FI | CD Savings | Output | Costs | Operation & Maintenance | Electricity exchange | M EUR | 0
FI | CD Savings | Output | Costs | CO2 | CO2 emission costs | M EUR | 244
FI | CD Savings | Output | Costs | Operation & Maintenance | Fixed operation costs | M EUR | 4500
FI | CD Savings | Output | Costs | Annual investment | Annual investment costs | M EUR | 15388
FI | CD Savings | Output | Annualised investment cost | Heating | DH - Solar thermal | M EUR | 21
FI | CD Savings | Output | Annualised investment cost | Heating | DH - Combined heat & power | M EUR | 302
FI | CD Savings | Output | Annualised investment cost | Heating | DH - Heat pumps | M EUR | 8
FI | CD Savings | Output | Annualised investment cost | Heating | DH - Thermal storage | M EUR | 22
FI | CD Savings | Output | Annualised investment cost | Heating | DH - Fuel & electric boilers | M EUR | 245
FI | CD Savings | Output | Annualised investment cost | Electricity | Power plants | M EUR | 1843
FI | CD Savings | Output | Annualised investment cost | Electricity | Onshore wind | M EUR | 1446
FI | CD Savings | Output | Annualised investment cost | Electricity | Offshore wind | M EUR | 1465
FI | CD Savings | Output | Annualised investment cost | Electricity | Photovoltaic | M EUR | 1218
FI | CD Savings | Output | Annualised investment cost | Electricity | Other var. RES | M EUR | 0
FI | CD Savings | Output | Annualised investment cost | Electricity | Hydro | M EUR | 465
FI | CD Savings | Output | Annualised investment cost | Electricity | Nuclear plants | M EUR | 23
FI | CD Savings | Output | Annualised investment cost | Electricity | Geothermal | M EUR | 0
FI | CD Savings | Output | Annualised investment cost | Liquid & gas fuel plants | Electrolyser | M EUR | 343
FI | CD Savings | Output | Annualised investment cost | Liquid & gas fuel plants | Hydrogen Storage | M EUR | 478
FI | CD Savings | Output | Annualised investment cost | Electricity | Pump | M EUR | 0
FI | CD Savings | Output | Annualised investment cost | Electricity | Turbine | M EUR | 0
FI | CD Savings | Output | Annualised investment cost | Electricity | Pump Storage | M EUR | 0
FI | CD Savings | Output | Annualised investment cost | Heating | Indv. boilers | M EUR | 106
FI | CD Savings | Output | Annualised investment cost | Heating | Indv. CHP | M EUR | 0
FI | CD Savings | Output | Annualised investment cost | Heating | Indv. heat pumps | M EUR | 165
FI | CD Savings | Output | Annualised investment cost | Heating | Indv. electric heat | M EUR | 110
FI | CD Savings | Output | Annualised investment cost | Heating | Indv. solar thermal | M EUR | 0
FI | CD Savings | Output | Annualised investment cost | Liquid & gas fuel plants | BioGas Upgrade | M EUR | 2
FI | CD Savings | Output | Annualised investment cost | Liquid & gas fuel plants | Gasification Upgrade | M EUR | 0
FI | CD Savings | Output | Annualised investment cost | Heating | DH - Waste incineration | M EUR | 0
FI | CD Savings | Output | Annualised investment cost | Liquid & gas fuel plants | Biogas Plant | M EUR | 9
FI | CD Savings | Output | Annualised investment cost | Liquid & gas fuel plants | Gasification Plant | M EUR | 0
FI | CD Savings | Output | Annualised investment cost | Liquid & gas fuel plants | BioDiesel Plant | M EUR | 4
FI | CD Savings | Output | Annualised investment cost | Liquid & gas fuel plants | BioPetrol Plant | M EUR | 50
FI | CD Savings | Output | Annualised investment cost | Liquid & gas fuel plants | BioJPPlant | M EUR | 0
FI | CD Savings | Output | Annualised investment cost | Electricity | Concentrated solar plants | M EUR | 0
FI | CD Savings | Output | Annualised investment cost | Liquid & gas fuel plants | Carbon Recycling | M EUR | 34
FI | CD Savings | Output | Annualised investment cost | Liquid & gas fuel plants | JP Synthesis | M EUR | 0
FI | CD Savings | Output | Annualised investment cost | Liquid & gas fuel plants | Methanation (CO2) | M EUR | 30
FI | CD Savings | Output | Annualised investment cost | Water | Water desalination & storage | M EUR | 0
FI | CD Savings | Output | Annualised investment cost | Liquid & gas fuel plants | Gas Storage | M EUR | 0
FI | CD Savings | Output | Annualised investment cost | Liquid & gas fuel plants | Oil Storage | M EUR | 0
FI | CD Savings | Output | Annualised investment cost | Liquid & gas fuel plants | Methanol Storage | M EUR | 0
FI | CD Savings | Output | Annualised investment cost | Electricity | Interconnection | M EUR | 0
FI | CD Savings | Output | Annualised investment cost | Heating | DH - Geothermal | M EUR | 0
FI | CD Savings | Output | Annualised investment cost | Heating | DH - Industrial excess | M EUR | 0
FI | CD Savings | Output | Annualised investment cost | Electricity | Indust. CHP Electr. | M EUR | 0
FI | CD Savings | Output | Annualised investment cost | Heating | Indust. CHP Heat | M EUR | 0
FI | CD Savings | Output | Annualised investment cost | Road vehicles | Vehicles | M EUR | 0
FI | CD Savings | Output | Annualised investment cost | Heating | Estimated electricity grid reinforcement | M EUR | 285
FI | CD Savings | Output | Annualised investment cost | Cooling | Cooling savings | M EUR | 16
FI | CD Savings | Output | Annualised investment cost | Cooling | District cooling pipes | M EUR | 4
FI | CD Savings | Output | Annualised investment cost | Cooling | Individual cooling | M EUR | 827
FI | CD Savings | Output | Annualised investment cost | Cooling | District cooling | M EUR | 0
FI | CD Savings | Output | Annualised investment cost | Heating | District heating substations | M EUR | 262
FI | CD Savings | Output | Annualised investment cost | Heating | Heat savings | M EUR | 5313
FI | CD Savings | Output | Annualised investment cost | Heating | District heating pipes | M EUR | 291
FI | CD Savings | Output | Installed capacity | Heating | DH - Waste incineration | MWth | 0
FI | CD Savings | Output | Installed capacity | Heating | DH - Solar thermal | MWth | 1210
FI | CD Savings | Output | Installed capacity | Heating | Indv. heat pumps | MWth | 1162
FI | CD Savings | Output | Installed capacity | Heating | Indv. boilers | MWth | 1772.9412
FI | CD Savings | Output | Installed capacity | Cooling | Indv. cooling | MWe | 3250.1515
FI | CD Savings | Output | Installed capacity | Cooling | District cooling - chillers | MWth | 178.5714
FI | CD Savings | Output | Fuel individual boilers | Indiviual Boilers | Coal | TWh/year | 0
FI | CD Savings | Output | Fuel individual boilers | Indiviual Boilers | Oil | TWh/year | 0
FI | CD Savings | Output | Fuel individual boilers | Indiviual Boilers | Ngas | TWh/year | 4.07
FI | CD Savings | Output | Fuel individual boilers | Indiviual Boilers | Biomass | TWh/year | 2.76
FI | CD 2050 | Output | PES | Fossil Fuel | Coal | TWh/year | 1.47
FI | CD 2050 | Output | PES | Fossil Fuel | Oil | TWh/year | 11.62
FI | CD 2050 | Output | PES | Fossil Fuel | Natural gas | TWh/year | 35.97
FI | CD 2050 | Output | PES | Nuclear | Nuclear | TWh/year | 3.76
FI | CD 2050 | Output | PES | RES | Biomass | TWh/year | 152.18
FI | CD 2050 | Output | PES | RES | Hydro | TWh/year | 21.09
FI | CD 2050 | Output | PES | RES | Wind | TWh/year | 130.95
FI | CD 2050 | Output | PES | RES | Solar elec. | TWh/year | 41.4
FI | CD 2050 | Output | PES | RES | Geothermal elec. | TWh/year | 0
FI | CD 2050 | Output | PES | RES | Solar heat | TWh/year | 1.38
FI | CD 2050 | Output | PES | RES | Wave & tidal | TWh/year | 0
FI | CD 2050 | Output | PES | Trade | Export/Import | TWh/year | -12.27
FI | CD 2050 | Output | Emissions | Energy and industry | CO2-emissions | Mt | 10.936
FI | CD 2050 | Output | Electricity production | Thermal | Condensing power plants | TWh/year | 36.23
FI | CD 2050 | Output | Electricity production | Thermal | CHP plants (incl. waste) | TWh/year | 26.53
FI | CD 2050 | Output | Electricity production | Thermal | Industrial CHP | TWh/year | 0
FI | CD 2050 | Output | Electricity production | Nuclear | Nuclear power plants | TWh/year | 1.13
FI | CD 2050 | Output | Electricity production | RES | Geothermal power plants | TWh/year | 0
FI | CD 2050 | Output | Electricity production | RES | Onshore wind | TWh/year | 64.93
FI | CD 2050 | Output | Electricity production | RES | Offshore wind | TWh/year | 66.02
FI | CD 2050 | Output | Electricity production | RES | Photovoltaic | TWh/year | 41.4
FI | CD 2050 | Output | Electricity production | RES | Concentrated solar plants | TWh/year | 0
FI | CD 2050 | Output | Electricity production | RES | Wave & tidal | TWh/year | 0
FI | CD 2050 | Output | Electricity production | RES | Dammed hydro | TWh/year | 20.9
FI | CD 2050 | Output | Electricity production | RES | River hydro | TWh/year | 0.19
FI | CD 2050 | Output | Electricity production | Trade | Net import (+) / export (-) | TWh/year | -12.27
FI | CD 2050 | Output | Heat supply | Individual heating | Electric heating | TWh/year | 10.84
FI | CD 2050 | Output | Heat supply | Individual heating | Heat pumps | TWh/year | 3.82
FI | CD 2050 | Output | Heat supply | Individual heating | Boilers | TWh/year | 4.96
FI | CD 2050 | Output | Heat supply | Individual heating | Solar thermal | TWh/year | 0
FI | CD 2050 | Output | Heat supply | District heating | CHP plants | TWh/year | 29.85
FI | CD 2050 | Output | Heat supply | District heating | Fuel boilers | TWh/year | 16.64
FI | CD 2050 | Output | Heat supply | District heating | Electric boilers | TWh/year | 0
FI | CD 2050 | Output | Heat supply | District heating | Waste | TWh/year | 0
FI | CD 2050 | Output | Heat supply | District heating | Heat pumps | TWh/year | 1.51
FI | CD 2050 | Output | Heat supply | District heating | Industrial excess & waste incineration | TWh/year | 0
FI | CD 2050 | Output | Costs | Fuel | Fuel excl. natural gas exchange | M EUR | 5968
FI | CD 2050 | Output | Costs | Fuel | Natural gas exchange costs | M EUR | 1204
FI | CD 2050 | Output | Costs | Operation & Maintenance | Marginal operation costs | M EUR | 212
FI | CD 2050 | Output | Costs | Operation & Maintenance | Electricity exchange | M EUR | 0
FI | CD 2050 | Output | Costs | CO2 | CO2 emission costs | M EUR | 476
FI | CD 2050 | Output | Costs | Operation & Maintenance | Fixed operation costs | M EUR | 4447
FI | CD 2050 | Output | Costs | Annual investment | Annual investment costs | M EUR | 15770
FI | CD 2050 | Output | Annualised investment cost | Heating | DH - Solar thermal | M EUR | 21
FI | CD 2050 | Output | Annualised investment cost | Heating | DH - Combined heat & power | M EUR | 440
FI | CD 2050 | Output | Annualised investment cost | Heating | DH - Heat pumps | M EUR | 8
FI | CD 2050 | Output | Annualised investment cost | Heating | DH - Thermal storage | M EUR | 22
FI | CD 2050 | Output | Annualised investment cost | Heating | DH - Fuel & electric boilers | M EUR | 791
FI | CD 2050 | Output | Annualised investment cost | Electricity | Power plants | M EUR | 1497
FI | CD 2050 | Output | Annualised investment cost | Electricity | Onshore wind | M EUR | 1446
FI | CD 2050 | Output | Annualised investment cost | Electricity | Offshore wind | M EUR | 1465
FI | CD 2050 | Output | Annualised investment cost | Electricity | Photovoltaic | M EUR | 1218
FI | CD 2050 | Output | Annualised investment cost | Electricity | Other var. RES | M EUR | 0
FI | CD 2050 | Output | Annualised investment cost | Electricity | Hydro | M EUR | 465
FI | CD 2050 | Output | Annualised investment cost | Electricity | Nuclear plants | M EUR | 23
FI | CD 2050 | Output | Annualised investment cost | Electricity | Geothermal | M EUR | 0
FI | CD 2050 | Output | Annualised investment cost | Liquid & gas fuel plants | Electrolyser | M EUR | 372
FI | CD 2050 | Output | Annualised investment cost | Liquid & gas fuel plants | Hydrogen Storage | M EUR | 519
FI | CD 2050 | Output | Annualised investment cost | Electricity | Pump | M EUR | 0
FI | CD 2050 | Output | Annualised investment cost | Electricity | Turbine | M EUR | 0
FI | CD 2050 | Output | Annualised investment cost | Electricity | Pump Storage | M EUR | 0
FI | CD 2050 | Output | Annualised investment cost | Heating | Indv. boilers | M EUR | 106
FI | CD 2050 | Output | Annualised investment cost | Heating | Indv. CHP | M EUR | 0
FI | CD 2050 | Output | Annualised investment cost | Heating | Indv. heat pumps | M EUR | 165
FI | CD 2050 | Output | Annualised investment cost | Heating | Indv. electric heat | M EUR | 110
FI | CD 2050 | Output | Annualised investment cost | Heating | Indv. solar thermal | M EUR | 0
FI | CD 2050 | Output | Annualised investment cost | Liquid & gas fuel plants | BioGas Upgrade | M EUR | 0
FI | CD 2050 | Output | Annualised investment cost | Liquid & gas fuel plants | Gasification Upgrade | M EUR | 0
FI | CD 2050 | Output | Annualised investment cost | Heating | DH - Waste incineration | M EUR | 0
FI | CD 2050 | Output | Annualised investment cost | Liquid & gas fuel plants | Biogas Plant | M EUR | 0
FI | CD 2050 | Output | Annualised investment cost | Liquid & gas fuel plants | Gasification Plant | M EUR | 0
FI | CD 2050 | Output | Annualised investment cost | Liquid & gas fuel plants | BioDiesel Plant | M EUR | 4
FI | CD 2050 | Output | Annualised investment cost | Liquid & gas fuel plants | BioPetrol Plant | M EUR | 50
FI | CD 2050 | Output | Annualised investment cost | Liquid & gas fuel plants | BioJPPlant | M EUR | 0
FI | CD 2050 | Output | Annualised investment cost | Electricity | Concentrated solar plants | M EUR | 0
FI | CD 2050 | Output | Annualised investment cost | Liquid & gas fuel plants | Carbon Recycling | M EUR | 34
FI | CD 2050 | Output | Annualised investment cost | Liquid & gas fuel plants | JP Synthesis | M EUR | 0
FI | CD 2050 | Output | Annualised investment cost | Liquid & gas fuel plants | Methanation (CO2) | M EUR | 30
FI | CD 2050 | Output | Annualised investment cost | Water | Water desalination & storage | M EUR | 0
FI | CD 2050 | Output | Annualised investment cost | Liquid & gas fuel plants | Gas Storage | M EUR | 0
FI | CD 2050 | Output | Annualised investment cost | Liquid & gas fuel plants | Oil Storage | M EUR | 0
FI | CD 2050 | Output | Annualised investment cost | Liquid & gas fuel plants | Methanol Storage | M EUR | 0
FI | CD 2050 | Output | Annualised investment cost | Electricity | Interconnection | M EUR | 0
FI | CD 2050 | Output | Annualised investment cost | Heating | DH - Geothermal | M EUR | 0
FI | CD 2050 | Output | Annualised investment cost | Heating | DH - Industrial excess | M EUR | 0
FI | CD 2050 | Output | Annualised investment cost | Electricity | Indust. CHP Electr. | M EUR | 0
FI | CD 2050 | Output | Annualised investment cost | Heating | Indust. CHP Heat | M EUR | 0
FI | CD 2050 | Output | Annualised investment cost | Road vehicles | Vehicles | M EUR | 0
FI | CD 2050 | Output | Annualised investment cost | Heating | Estimated electricity grid reinforcement | M EUR | 237
FI | CD 2050 | Output | Annualised investment cost | Cooling | Cooling savings | M EUR | 16
FI | CD 2050 | Output | Annualised investment cost | Cooling | District cooling pipes | M EUR | 0
FI | CD 2050 | Output | Annualised investment cost | Cooling | Individual cooling | M EUR | 834
FI | CD 2050 | Output | Annualised investment cost | Cooling | District cooling | M EUR | 0
FI | CD 2050 | Output | Annualised investment cost | Heating | District heating substations | M EUR | 262
FI | CD 2050 | Output | Annualised investment cost | Heating | Heat savings | M EUR | 4985
FI | CD 2050 | Output | Annualised investment cost | Heating | District heating pipes | M EUR | 648
FI | CD 2050 | Output | Installed capacity | Heating | DH - Waste incineration | MWth | 0
FI | CD 2050 | Output | Installed capacity | Heating | DH - Solar thermal | MWth | 1210
FI | CD 2050 | Output | Installed capacity | Heating | Indv. heat pumps | MWth | 1235.5
FI | CD 2050 | Output | Installed capacity | Heating | Indv. boilers | MWth | 1884.7059
FI | CD 2050 | Output | Installed capacity | Cooling | Indv. cooling | MWe | 3277.8788
FI | CD 2050 | Output | Installed capacity | Cooling | District cooling - chillers | MWth | 0
FI | CD 2050 | Output | Fuel individual boilers | Indiviual Boilers | Coal | TWh/year | 0
FI | CD 2050 | Output | Fuel individual boilers | Indiviual Boilers | Oil | TWh/year | 0
FI | CD 2050 | Output | Fuel individual boilers | Indiviual Boilers | Ngas | TWh/year | 4.31
FI | CD 2050 | Output | Fuel individual boilers | Indiviual Boilers | Biomass | TWh/year | 2.92
FI | HRE 2050 | Output | PES | Fossil Fuel | Coal | TWh/year | 1.44
FI | HRE 2050 | Output | PES | Fossil Fuel | Oil | TWh/year | 11.25
FI | HRE 2050 | Output | PES | Fossil Fuel | Natural gas | TWh/year | 6.38
FI | HRE 2050 | Output | PES | Nuclear | Nuclear | TWh/year | 3.76
FI | HRE 2050 | Output | PES | RES | Biomass | TWh/year | 129.9
FI | HRE 2050 | Output | PES | RES | Hydro | TWh/year | 21.09
FI | HRE 2050 | Output | PES | RES | Wind | TWh/year | 123.12
FI | HRE 2050 | Output | PES | RES | Solar elec. | TWh/year | 37.36
FI | HRE 2050 | Output | PES | RES | Geothermal elec. | TWh/year | 0
FI | HRE 2050 | Output | PES | RES | Solar heat | TWh/year | 0.52
FI | HRE 2050 | Output | PES | RES | Wave & tidal | TWh/year | 0
FI | HRE 2050 | Output | PES | Trade | Export/Import | TWh/year | -11.13
FI | HRE 2050 | Output | Emissions | Energy and industry | CO2-emissions | Mt | 4.77
FI | HRE 2050 | Output | Electricity production | Thermal | Condensing power plants | TWh/year | 43.62
FI | HRE 2050 | Output | Electricity production | Thermal | CHP plants (incl. waste) | TWh/year | 10.88
FI | HRE 2050 | Output | Electricity production | Thermal | Industrial CHP | TWh/year | 0
FI | HRE 2050 | Output | Electricity production | Nuclear | Nuclear power plants | TWh/year | 1.13
FI | HRE 2050 | Output | Electricity production | RES | Geothermal power plants | TWh/year | 0
FI | HRE 2050 | Output | Electricity production | RES | Onshore wind | TWh/year | 59.77
FI | HRE 2050 | Output | Electricity production | RES | Offshore wind | TWh/year | 63.35
FI | HRE 2050 | Output | Electricity production | RES | Photovoltaic | TWh/year | 37.36
FI | HRE 2050 | Output | Electricity production | RES | Concentrated solar plants | TWh/year | 0
FI | HRE 2050 | Output | Electricity production | RES | Wave & tidal | TWh/year | 0
FI | HRE 2050 | Output | Electricity production | RES | Dammed hydro | TWh/year | 20.9
FI | HRE 2050 | Output | Electricity production | RES | River hydro | TWh/year | 0.19
FI | HRE 2050 | Output | Electricity production | Trade | Net import (+) / export (-) | TWh/year | -11.13
FI | HRE 2050 | Output | Heat supply | Individual heating | Electric heating | TWh/year | 0
FI | HRE 2050 | Output | Heat supply | Individual heating | Heat pumps | TWh/year | 33.49
FI | HRE 2050 | Output | Heat supply | Individual heating | Boilers | TWh/year | 0
FI | HRE 2050 | Output | Heat supply | Individual heating | Solar thermal | TWh/year | 0
FI | HRE 2050 | Output | Heat supply | District heating | CHP plants | TWh/year | 12.24
FI | HRE 2050 | Output | Heat supply | District heating | Fuel boilers | TWh/year | 1.74
FI | HRE 2050 | Output | Heat supply | District heating | Electric boilers | TWh/year | 0.49
FI | HRE 2050 | Output | Heat supply | District heating | Waste | TWh/year | 0
FI | HRE 2050 | Output | Heat supply | District heating | Heat pumps | TWh/year | 10.56
FI | HRE 2050 | Output | Heat supply | District heating | Industrial excess & waste incineration | TWh/year | 4.17
FI | HRE 2050 | Output | Costs | Fuel | Fuel excl. natural gas exchange | M EUR | 4968
FI | HRE 2050 | Output | Costs | Fuel | Natural gas exchange costs | M EUR | 213
FI | HRE 2050 | Output | Costs | Operation & Maintenance | Marginal operation costs | M EUR | 187
FI | HRE 2050 | Output | Costs | Operation & Maintenance | Electricity exchange | M EUR | 0
FI | HRE 2050 | Output | Costs | CO2 | CO2 emission costs | M EUR | 208
FI | HRE 2050 | Output | Costs | Operation & Maintenance | Fixed operation costs | M EUR | 4583
FI | HRE 2050 | Output | Costs | Annual investment | Annual investment costs | M EUR | 16452
FI | HRE 2050 | Output | Annualised investment cost | Heating | DH - Solar thermal | M EUR | 8
FI | HRE 2050 | Output | Annualised investment cost | Heating | DH - Combined heat & power | M EUR | 190
FI | HRE 2050 | Output | Annualised investment cost | Heating | DH - Heat pumps | M EUR | 123
FI | HRE 2050 | Output | Annualised investment cost | Heating | DH - Thermal storage | M EUR | 9
FI | HRE 2050 | Output | Annualised investment cost | Heating | DH - Fuel & electric boilers | M EUR | 248
FI | HRE 2050 | Output | Annualised investment cost | Electricity | Power plants | M EUR | 1955
FI | HRE 2050 | Output | Annualised investment cost | Electricity | Onshore wind | M EUR | 1332
FI | HRE 2050 | Output | Annualised investment cost | Electricity | Offshore wind | M EUR | 1406
FI | HRE 2050 | Output | Annualised investment cost | Electricity | Photovoltaic | M EUR | 1099
FI | HRE 2050 | Output | Annualised investment cost | Electricity | Other var. RES | M EUR | 0
FI | HRE 2050 | Output | Annualised investment cost | Electricity | Hydro | M EUR | 465
FI | HRE 2050 | Output | Annualised investment cost | Electricity | Nuclear plants | M EUR | 23
FI | HRE 2050 | Output | Annualised investment cost | Electricity | Geothermal | M EUR | 0
FI | HRE 2050 | Output | Annualised investment cost | Liquid & gas fuel plants | Electrolyser | M EUR | 343
FI | HRE 2050 | Output | Annualised investment cost | Liquid & gas fuel plants | Hydrogen Storage | M EUR | 478
FI | HRE 2050 | Output | Annualised investment cost | Electricity | Pump | M EUR | 0
FI | HRE 2050 | Output | Annualised investment cost | Electricity | Turbine | M EUR | 0
FI | HRE 2050 | Output | Annualised investment cost | Electricity | Pump Storage | M EUR | 0
FI | HRE 2050 | Output | Annualised investment cost | Heating | Indv. boilers | M EUR | 0
FI | HRE 2050 | Output | Annualised investment cost | Heating | Indv. CHP | M EUR | 0
FI | HRE 2050 | Output | Annualised investment cost | Heating | Indv. heat pumps | M EUR | 1534
FI | HRE 2050 | Output | Annualised investment cost | Heating | Indv. electric heat | M EUR | 0
FI | HRE 2050 | Output | Annualised investment cost | Heating | Indv. solar thermal | M EUR | 0
FI | HRE 2050 | Output | Annualised investment cost | Liquid & gas fuel plants | BioGas Upgrade | M EUR | 2
FI | HRE 2050 | Output | Annualised investment cost | Liquid & gas fuel plants | Gasification Upgrade | M EUR | 0
FI | HRE 2050 | Output | Annualised investment cost | Heating | DH - Waste incineration | M EUR | 0
FI | HRE 2050 | Output | Annualised investment cost | Liquid & gas fuel plants | Biogas Plant | M EUR | 9
FI | HRE 2050 | Output | Annualised investment cost | Liquid & gas fuel plants | Gasification Plant | M EUR | 0
FI | HRE 2050 | Output | Annualised investment cost | Liquid & gas fuel plants | BioDiesel Plant | M EUR | 4
FI | HRE 2050 | Output | Annualised investment cost | Liquid & gas fuel plants | BioPetrol Plant | M EUR | 50
FI | HRE 2050 | Output | Annualised investment cost | Liquid & gas fuel plants | BioJPPlant | M EUR | 0
FI | HRE 2050 | Output | Annualised investment cost | Electricity | Concentrated solar plants | M EUR | 0
FI | HRE 2050 | Output | Annualised investment cost | Liquid & gas fuel plants | Carbon Recycling | M EUR | 34
FI | HRE 2050 | Output | Annualised investment cost | Liquid & gas fuel plants | JP Synthesis | M EUR | 0
FI | HRE 2050 | Output | Annualised investment cost | Liquid & gas fuel plants | Methanation (CO2) | M EUR | 30
FI | HRE 2050 | Output | Annualised investment cost | Water | Water desalination & storage | M EUR | 0
FI | HRE 2050 | Output | Annualised investment cost | Liquid & gas fuel plants | Gas Storage | M EUR | 0
FI | HRE 2050 | Output | Annualised investment cost | Liquid & gas fuel plants | Oil Storage | M EUR | 0
FI | HRE 2050 | Output | Annualised investment cost | Liquid & gas fuel plants | Methanol Storage | M EUR | 0
FI | HRE 2050 | Output | Annualised investment cost | Electricity | Interconnection | M EUR | 0
FI | HRE 2050 | Output | Annualised investment cost | Heating | DH - Geothermal | M EUR | 0
FI | HRE 2050 | Output | Annualised investment cost | Heating | DH - Industrial excess | M EUR | 1
FI | HRE 2050 | Output | Annualised investment cost | Electricity | Indust. CHP Electr. | M EUR | 0
FI | HRE 2050 | Output | Annualised investment cost | Heating | Indust. CHP Heat | M EUR | 0
FI | HRE 2050 | Output | Annualised investment cost | Road vehicles | Vehicles | M EUR | 0
FI | HRE 2050 | Output | Annualised investment cost | Heating | Estimated electricity grid reinforcement | M EUR | 493
FI | HRE 2050 | Output | Annualised investment cost | Cooling | Cooling savings | M EUR | 16
FI | HRE 2050 | Output | Annualised investment cost | Cooling | District cooling pipes | M EUR | 4
FI | HRE 2050 | Output | Annualised investment cost | Cooling | Individual cooling | M EUR | 827
FI | HRE 2050 | Output | Annualised investment cost | Cooling | District cooling | M EUR | 0
FI | HRE 2050 | Output | Annualised investment cost | Heating | District heating substations | M EUR | 165
FI | HRE 2050 | Output | Annualised investment cost | Heating | Heat savings | M EUR | 5313
FI | HRE 2050 | Output | Annualised investment cost | Heating | District heating pipes | M EUR | 291
FI | HRE 2050 | Output | Installed capacity | Heating | DH - Waste incineration | MWth | 0
FI | HRE 2050 | Output | Installed capacity | Heating | DH - Solar thermal | MWth | 445
FI | HRE 2050 | Output | Installed capacity | Heating | Indv. heat pumps | MWth | 10790.5
FI | HRE 2050 | Output | Installed capacity | Heating | Indv. boilers | MWth | 0
FI | HRE 2050 | Output | Installed capacity | Cooling | Indv. cooling | MWe | 3250.1515
FI | HRE 2050 | Output | Installed capacity | Cooling | District cooling - chillers | MWth | 178.5714
FI | HRE 2050 | Output | Fuel individual boilers | Indiviual Boilers | Coal | TWh/year | 0
FI | HRE 2050 | Output | Fuel individual boilers | Indiviual Boilers | Oil | TWh/year | 0
FI | HRE 2050 | Output | Fuel individual boilers | Indiviual Boilers | Ngas | TWh/year | 0
FI | HRE 2050 | Output | Fuel individual boilers | Indiviual Boilers | Biomass | TWh/year | 0
FR | BL 2015 | Output | PES | Fossil Fuel | Coal | TWh/year | 86.39
FR | BL 2015 | Output | PES | Fossil Fuel | Oil | TWh/year | 726.29
FR | BL 2015 | Output | PES | Fossil Fuel | Natural gas | TWh/year | 422.49
FR | BL 2015 | Output | PES | Nuclear | Nuclear | TWh/year | 1371.98
FR | BL 2015 | Output | PES | RES | Biomass | TWh/year | 215.07
FR | BL 2015 | Output | PES | RES | Hydro | TWh/year | 52.76
FR | BL 2015 | Output | PES | RES | Wind | TWh/year | 9.32
FR | BL 2015 | Output | PES | RES | Solar elec. | TWh/year | 1.3
FR | BL 2015 | Output | PES | RES | Geothermal elec. | TWh/year | 0
FR | BL 2015 | Output | PES | RES | Solar heat | TWh/year | 0.52
FR | BL 2015 | Output | PES | RES | Wave & tidal | TWh/year | 0
FR | BL 2015 | Output | PES | Trade | Export/Import | TWh/year | -43.98
FR | BL 2015 | Output | Emissions | Energy and industry | CO2-emissions | Mt | 308.554
FR | BL 2015 | Output | Electricity production | Thermal | Condensing power plants | TWh/year | 8.73
FR | BL 2015 | Output | Electricity production | Thermal | CHP plants (incl. waste) | TWh/year | 13.33
FR | BL 2015 | Output | Electricity production | Thermal | Industrial CHP | TWh/year | 6.39
FR | BL 2015 | Output | Electricity production | Nuclear | Nuclear power plants | TWh/year | 411.59
FR | BL 2015 | Output | Electricity production | RES | Geothermal power plants | TWh/year | 0
FR | BL 2015 | Output | Electricity production | RES | Onshore wind | TWh/year | 9.32
FR | BL 2015 | Output | Electricity production | RES | Offshore wind | TWh/year | 0
FR | BL 2015 | Output | Electricity production | RES | Photovoltaic | TWh/year | 1.3
FR | BL 2015 | Output | Electricity production | RES | Concentrated solar plants | TWh/year | 0
FR | BL 2015 | Output | Electricity production | RES | Wave & tidal | TWh/year | 0
FR | BL 2015 | Output | Electricity production | RES | Dammed hydro | TWh/year | 35.15
FR | BL 2015 | Output | Electricity production | RES | River hydro | TWh/year | 17.61
FR | BL 2015 | Output | Electricity production | Trade | Net import (+) / export (-) | TWh/year | -43.98
FR | BL 2015 | Output | Heat supply | Individual heating | Electric heating | TWh/year | 78.16
FR | BL 2015 | Output | Heat supply | Individual heating | Heat pumps | TWh/year | 5.84
FR | BL 2015 | Output | Heat supply | Individual heating | Boilers | TWh/year | 359.17
FR | BL 2015 | Output | Heat supply | Individual heating | Solar thermal | TWh/year | 0.52
FR | BL 2015 | Output | Heat supply | District heating | CHP plants | TWh/year | 19.35
FR | BL 2015 | Output | Heat supply | District heating | Fuel boilers | TWh/year | 14.81
FR | BL 2015 | Output | Heat supply | District heating | Electric boilers | TWh/year | 0
FR | BL 2015 | Output | Heat supply | District heating | Waste | TWh/year | 5.17
FR | BL 2015 | Output | Heat supply | District heating | Heat pumps | TWh/year | 0.13
FR | BL 2015 | Output | Heat supply | District heating | Industrial excess & waste incineration | TWh/year | 5.99
FR | BL 2015 | Output | Costs | Fuel | Fuel excl. natural gas exchange | M EUR | 45144
FR | BL 2015 | Output | Costs | Fuel | Natural gas exchange costs | M EUR | 14095
FR | BL 2015 | Output | Costs | Operation & Maintenance | Marginal operation costs | M EUR | 6277
FR | BL 2015 | Output | Costs | Operation & Maintenance | Electricity exchange | M EUR | 0
FR | BL 2015 | Output | Costs | CO2 | CO2 emission costs | M EUR | 1728
FR | BL 2015 | Output | Costs | Operation & Maintenance | Fixed operation costs | M EUR | 17014
FR | BL 2015 | Output | Costs | Annual investment | Annual investment costs | M EUR | 59042
FR | BL 2015 | Output | Annualised investment cost | Heating | DH - Solar thermal | M EUR | 0
FR | BL 2015 | Output | Annualised investment cost | Heating | DH - Combined heat & power | M EUR | 257
FR | BL 2015 | Output | Annualised investment cost | Heating | DH - Heat pumps | M EUR | 1
FR | BL 2015 | Output | Annualised investment cost | Heating | DH - Thermal storage | M EUR | 9
FR | BL 2015 | Output | Annualised investment cost | Heating | DH - Fuel & electric boilers | M EUR | 753
FR | BL 2015 | Output | Annualised investment cost | Electricity | Power plants | M EUR | 1071
FR | BL 2015 | Output | Annualised investment cost | Electricity | Onshore wind | M EUR | 309
FR | BL 2015 | Output | Annualised investment cost | Electricity | Offshore wind | M EUR | 0
FR | BL 2015 | Output | Annualised investment cost | Electricity | Photovoltaic | M EUR | 74
FR | BL 2015 | Output | Annualised investment cost | Electricity | Other var. RES | M EUR | 0
FR | BL 2015 | Output | Annualised investment cost | Electricity | Hydro | M EUR | 2532
FR | BL 2015 | Output | Annualised investment cost | Electricity | Nuclear plants | M EUR | 11200
FR | BL 2015 | Output | Annualised investment cost | Electricity | Geothermal | M EUR | 0
FR | BL 2015 | Output | Annualised investment cost | Liquid & gas fuel plants | Electrolyser | M EUR | 0
FR | BL 2015 | Output | Annualised investment cost | Liquid & gas fuel plants | Hydrogen Storage | M EUR | 0
FR | BL 2015 | Output | Annualised investment cost | Electricity | Pump | M EUR | 0
FR | BL 2015 | Output | Annualised investment cost | Electricity | Turbine | M EUR | 0
FR | BL 2015 | Output | Annualised investment cost | Electricity | Pump Storage | M EUR | 0
FR | BL 2015 | Output | Annualised investment cost | Heating | Indv. boilers | M EUR | 7765
FR | BL 2015 | Output | Annualised investment cost | Heating | Indv. CHP | M EUR | 0
FR | BL 2015 | Output | Annualised investment cost | Heating | Indv. heat pumps | M EUR | 312
FR | BL 2015 | Output | Annualised investment cost | Heating | Indv. electric heat | M EUR | 768
FR | BL 2015 | Output | Annualised investment cost | Heating | Indv. solar thermal | M EUR | 50
FR | BL 2015 | Output | Annualised investment cost | Liquid & gas fuel plants | BioGas Upgrade | M EUR | 0
FR | BL 2015 | Output | Annualised investment cost | Liquid & gas fuel plants | Gasification Upgrade | M EUR | 0
FR | BL 2015 | Output | Annualised investment cost | Heating | DH - Waste incineration | M EUR | 104
FR | BL 2015 | Output | Annualised investment cost | Liquid & gas fuel plants | Biogas Plant | M EUR | 0
FR | BL 2015 | Output | Annualised investment cost | Liquid & gas fuel plants | Gasification Plant | M EUR | 0
FR | BL 2015 | Output | Annualised investment cost | Liquid & gas fuel plants | BioDiesel Plant | M EUR | 721
FR | BL 2015 | Output | Annualised investment cost | Liquid & gas fuel plants | BioPetrol Plant | M EUR | 86
FR | BL 2015 | Output | Annualised investment cost | Liquid & gas fuel plants | BioJPPlant | M EUR | 0
FR | BL 2015 | Output | Annualised investment cost | Electricity | Concentrated solar plants | M EUR | 0
FR | BL 2015 | Output | Annualised investment cost | Liquid & gas fuel plants | Carbon Recycling | M EUR | 0
FR | BL 2015 | Output | Annualised investment cost | Liquid & gas fuel plants | JP Synthesis | M EUR | 0
FR | BL 2015 | Output | Annualised investment cost | Liquid & gas fuel plants | Methanation (CO2) | M EUR | 0
FR | BL 2015 | Output | Annualised investment cost | Water | Water desalination & storage | M EUR | 0
FR | BL 2015 | Output | Annualised investment cost | Liquid & gas fuel plants | Gas Storage | M EUR | 0
FR | BL 2015 | Output | Annualised investment cost | Liquid & gas fuel plants | Oil Storage | M EUR | 0
FR | BL 2015 | Output | Annualised investment cost | Liquid & gas fuel plants | Methanol Storage | M EUR | 0
FR | BL 2015 | Output | Annualised investment cost | Electricity | Interconnection | M EUR | 0
FR | BL 2015 | Output | Annualised investment cost | Heating | DH - Geothermal | M EUR | 58
FR | BL 2015 | Output | Annualised investment cost | Heating | DH - Industrial excess | M EUR | 0
FR | BL 2015 | Output | Annualised investment cost | Electricity | Indust. CHP Electr. | M EUR | 21
FR | BL 2015 | Output | Annualised investment cost | Heating | Indust. CHP Heat | M EUR | 0
FR | BL 2015 | Output | Annualised investment cost | Road vehicles | Vehicles | M EUR | 0
FR | BL 2015 | Output | Annualised investment cost | Heating | Estimated electricity grid reinforcement | M EUR | 0
FR | BL 2015 | Output | Annualised investment cost | Cooling | Cooling savings | M EUR | 170
FR | BL 2015 | Output | Annualised investment cost | Cooling | District cooling pipes | M EUR | 0
FR | BL 2015 | Output | Annualised investment cost | Cooling | Individual cooling | M EUR | 263
FR | BL 2015 | Output | Annualised investment cost | Cooling | District cooling | M EUR | 0
FR | BL 2015 | Output | Annualised investment cost | Heating | District heating substations | M EUR | 0
FR | BL 2015 | Output | Annualised investment cost | Heating | Heat savings | M EUR | 32082
FR | BL 2015 | Output | Annualised investment cost | Heating | District heating pipes | M EUR | 435
FR | BL 2015 | Output | Installed capacity | Heating | DH - Waste incineration | MWth | 589
FR | BL 2015 | Output | Installed capacity | Heating | DH - Solar thermal | MWth | 0
FR | BL 2015 | Output | Installed capacity | Heating | Indv. heat pumps | MWth | 1900.5
FR | BL 2015 | Output | Installed capacity | Heating | Indv. boilers | MWth | 142376.4706
FR | BL 2015 | Output | Installed capacity | Cooling | Indv. cooling | MWe | 1512.7273
FR | BL 2015 | Output | Installed capacity | Cooling | District cooling - chillers | MWth | 0
FR | BL 2015 | Output | Fuel individual boilers | Indiviual Boilers | Coal | TWh/year | 6.7
FR | BL 2015 | Output | Fuel individual boilers | Indiviual Boilers | Oil | TWh/year | 99.22
FR | BL 2015 | Output | Fuel individual boilers | Indiviual Boilers | Ngas | TWh/year | 240.01
FR | BL 2015 | Output | Fuel individual boilers | Indiviual Boilers | Biomass | TWh/year | 101.86
FR | BL 2050 | Output | PES | Fossil Fuel | Coal | TWh/year | 32.64
FR | BL 2050 | Output | PES | Fossil Fuel | Oil | TWh/year | 491.44
FR | BL 2050 | Output | PES | Fossil Fuel | Natural gas | TWh/year | 219.86
FR | BL 2050 | Output | PES | Nuclear | Nuclear | TWh/year | 1448.7
FR | BL 2050 | Output | PES | RES | Biomass | TWh/year | 451.65
FR | BL 2050 | Output | PES | RES | Hydro | TWh/year | 58.81
FR | BL 2050 | Output | PES | RES | Wind | TWh/year | 135.36
FR | BL 2050 | Output | PES | RES | Solar elec. | TWh/year | 98.13
FR | BL 2050 | Output | PES | RES | Geothermal elec. | TWh/year | 10.2
FR | BL 2050 | Output | PES | RES | Solar heat | TWh/year | 2.97
FR | BL 2050 | Output | PES | RES | Wave & tidal | TWh/year | 0
FR | BL 2050 | Output | PES | Trade | Export/Import | TWh/year | -12.43
FR | BL 2050 | Output | Emissions | Energy and industry | CO2-emissions | Mt | 185.587
FR | BL 2050 | Output | Electricity production | Thermal | Condensing power plants | TWh/year | 42.51
FR | BL 2050 | Output | Electricity production | Thermal | CHP plants (incl. waste) | TWh/year | 20.48
FR | BL 2050 | Output | Electricity production | Thermal | Industrial CHP | TWh/year | 4.65
FR | BL 2050 | Output | Electricity production | Nuclear | Nuclear power plants | TWh/year | 434.61
FR | BL 2050 | Output | Electricity production | RES | Geothermal power plants | TWh/year | 10.2
FR | BL 2050 | Output | Electricity production | RES | Onshore wind | TWh/year | 119.01
FR | BL 2050 | Output | Electricity production | RES | Offshore wind | TWh/year | 16.35
FR | BL 2050 | Output | Electricity production | RES | Photovoltaic | TWh/year | 98.13
FR | BL 2050 | Output | Electricity production | RES | Concentrated solar plants | TWh/year | 0
FR | BL 2050 | Output | Electricity production | RES | Wave & tidal | TWh/year | 0
FR | BL 2050 | Output | Electricity production | RES | Dammed hydro | TWh/year | 69.68
FR | BL 2050 | Output | Electricity production | RES | River hydro | TWh/year | 17.61
FR | BL 2050 | Output | Electricity production | Trade | Net import (+) / export (-) | TWh/year | -12.43
FR | BL 2050 | Output | Heat supply | Individual heating | Electric heating | TWh/year | 70.37
FR | BL 2050 | Output | Heat supply | Individual heating | Heat pumps | TWh/year | 11.29
FR | BL 2050 | Output | Heat supply | Individual heating | Boilers | TWh/year | 159.19
FR | BL 2050 | Output | Heat supply | Individual heating | Solar thermal | TWh/year | 0
FR | BL 2050 | Output | Heat supply | District heating | CHP plants | TWh/year | 23.04
FR | BL 2050 | Output | Heat supply | District heating | Fuel boilers | TWh/year | 13.86
FR | BL 2050 | Output | Heat supply | District heating | Electric boilers | TWh/year | 0
FR | BL 2050 | Output | Heat supply | District heating | Waste | TWh/year | 0
FR | BL 2050 | Output | Heat supply | District heating | Heat pumps | TWh/year | 0.18
FR | BL 2050 | Output | Heat supply | District heating | Industrial excess & waste incineration | TWh/year | 2.4
FR | BL 2050 | Output | Costs | Fuel | Fuel excl. natural gas exchange | M EUR | 38619
FR | BL 2050 | Output | Costs | Fuel | Natural gas exchange costs | M EUR | 7361
FR | BL 2050 | Output | Costs | Operation & Maintenance | Marginal operation costs | M EUR | 6908
FR | BL 2050 | Output | Costs | Operation & Maintenance | Electricity exchange | M EUR | 0
FR | BL 2050 | Output | Costs | CO2 | CO2 emission costs | M EUR | 8073
FR | BL 2050 | Output | Costs | Operation & Maintenance | Fixed operation costs | M EUR | 20649
FR | BL 2050 | Output | Costs | Annual investment | Annual investment costs | M EUR | 69112
FR | BL 2050 | Output | Annualised investment cost | Heating | DH - Solar thermal | M EUR | 45
FR | BL 2050 | Output | Annualised investment cost | Heating | DH - Combined heat & power | M EUR | 473
FR | BL 2050 | Output | Annualised investment cost | Heating | DH - Heat pumps | M EUR | 1
FR | BL 2050 | Output | Annualised investment cost | Heating | DH - Thermal storage | M EUR | 37
FR | BL 2050 | Output | Annualised investment cost | Heating | DH - Fuel & electric boilers | M EUR | 753
FR | BL 2050 | Output | Annualised investment cost | Electricity | Power plants | M EUR | 6047
FR | BL 2050 | Output | Annualised investment cost | Electricity | Onshore wind | M EUR | 2854
FR | BL 2050 | Output | Annualised investment cost | Electricity | Offshore wind | M EUR | 363
FR | BL 2050 | Output | Annualised investment cost | Electricity | Photovoltaic | M EUR | 2463
FR | BL 2050 | Output | Annualised investment cost | Electricity | Other var. RES | M EUR | 0
FR | BL 2050 | Output | Annualised investment cost | Electricity | Hydro | M EUR | 3737
FR | BL 2050 | Output | Annualised investment cost | Electricity | Nuclear plants | M EUR | 8941
FR | BL 2050 | Output | Annualised investment cost | Electricity | Geothermal | M EUR | 246
FR | BL 2050 | Output | Annualised investment cost | Liquid & gas fuel plants | Electrolyser | M EUR | 334
FR | BL 2050 | Output | Annualised investment cost | Liquid & gas fuel plants | Hydrogen Storage | M EUR | 465
FR | BL 2050 | Output | Annualised investment cost | Electricity | Pump | M EUR | 0
FR | BL 2050 | Output | Annualised investment cost | Electricity | Turbine | M EUR | 0
FR | BL 2050 | Output | Annualised investment cost | Electricity | Pump Storage | M EUR | 0
FR | BL 2050 | Output | Annualised investment cost | Heating | Indv. boilers | M EUR | 2892
FR | BL 2050 | Output | Annualised investment cost | Heating | Indv. CHP | M EUR | 0
FR | BL 2050 | Output | Annualised investment cost | Heating | Indv. heat pumps | M EUR | 490
FR | BL 2050 | Output | Annualised investment cost | Heating | Indv. electric heat | M EUR | 713
FR | BL 2050 | Output | Annualised investment cost | Heating | Indv. solar thermal | M EUR | 0
FR | BL 2050 | Output | Annualised investment cost | Liquid & gas fuel plants | BioGas Upgrade | M EUR | 0
FR | BL 2050 | Output | Annualised investment cost | Liquid & gas fuel plants | Gasification Upgrade | M EUR | 0
FR | BL 2050 | Output | Annualised investment cost | Heating | DH - Waste incineration | M EUR | 0
FR | BL 2050 | Output | Annualised investment cost | Liquid & gas fuel plants | Biogas Plant | M EUR | 0
FR | BL 2050 | Output | Annualised investment cost | Liquid & gas fuel plants | Gasification Plant | M EUR | 0
FR | BL 2050 | Output | Annualised investment cost | Liquid & gas fuel plants | BioDiesel Plant | M EUR | 663
FR | BL 2050 | Output | Annualised investment cost | Liquid & gas fuel plants | BioPetrol Plant | M EUR | 861
FR | BL 2050 | Output | Annualised investment cost | Liquid & gas fuel plants | BioJPPlant | M EUR | 0
FR | BL 2050 | Output | Annualised investment cost | Electricity | Concentrated solar plants | M EUR | 0
FR | BL 2050 | Output | Annualised investment cost | Liquid & gas fuel plants | Carbon Recycling | M EUR | 62
FR | BL 2050 | Output | Annualised investment cost | Liquid & gas fuel plants | JP Synthesis | M EUR | 0
FR | BL 2050 | Output | Annualised investment cost | Liquid & gas fuel plants | Methanation (CO2) | M EUR | 75
FR | BL 2050 | Output | Annualised investment cost | Water | Water desalination & storage | M EUR | 0
FR | BL 2050 | Output | Annualised investment cost | Liquid & gas fuel plants | Gas Storage | M EUR | 0
FR | BL 2050 | Output | Annualised investment cost | Liquid & gas fuel plants | Oil Storage | M EUR | 0
FR | BL 2050 | Output | Annualised investment cost | Liquid & gas fuel plants | Methanol Storage | M EUR | 0
FR | BL 2050 | Output | Annualised investment cost | Electricity | Interconnection | M EUR | 0
FR | BL 2050 | Output | Annualised investment cost | Heating | DH - Geothermal | M EUR | 34
FR | BL 2050 | Output | Annualised investment cost | Heating | DH - Industrial excess | M EUR | 0
FR | BL 2050 | Output | Annualised investment cost | Electricity | Indust. CHP Electr. | M EUR | 13
FR | BL 2050 | Output | Annualised investment cost | Heating | Indust. CHP Heat | M EUR | 0
FR | BL 2050 | Output | Annualised investment cost | Road vehicles | Vehicles | M EUR | 0
FR | BL 2050 | Output | Annualised investment cost | Heating | Estimated electricity grid reinforcement | M EUR | 0
FR | BL 2050 | Output | Annualised investment cost | Cooling | Cooling savings | M EUR | 170
FR | BL 2050 | Output | Annualised investment cost | Cooling | District cooling pipes | M EUR | 0
FR | BL 2050 | Output | Annualised investment cost | Cooling | Individual cooling | M EUR | 3636
FR | BL 2050 | Output | Annualised investment cost | Cooling | District cooling | M EUR | 0
FR | BL 2050 | Output | Annualised investment cost | Heating | District heating substations | M EUR | 226
FR | BL 2050 | Output | Annualised investment cost | Heating | Heat savings | M EUR | 32082
FR | BL 2050 | Output | Annualised investment cost | Heating | District heating pipes | M EUR | 435
FR | BL 2050 | Output | Installed capacity | Heating | DH - Waste incineration | MWth | 0
FR | BL 2050 | Output | Installed capacity | Heating | DH - Solar thermal | MWth | 2228
FR | BL 2050 | Output | Installed capacity | Heating | Indv. heat pumps | MWth | 3535
FR | BL 2050 | Output | Installed capacity | Heating | Indv. boilers | MWth | 63101.1765
FR | BL 2050 | Output | Installed capacity | Cooling | Indv. cooling | MWe | 13719.0909
FR | BL 2050 | Output | Installed capacity | Cooling | District cooling - chillers | MWth | 0
FR | BL 2050 | Output | Fuel individual boilers | Indiviual Boilers | Coal | TWh/year | 0
FR | BL 2050 | Output | Fuel individual boilers | Indiviual Boilers | Oil | TWh/year | 0.34
FR | BL 2050 | Output | Fuel individual boilers | Indiviual Boilers | Ngas | TWh/year | 143.1
FR | BL 2050 | Output | Fuel individual boilers | Indiviual Boilers | Biomass | TWh/year | 33.13
FR | CD Savings | Output | PES | Fossil Fuel | Coal | TWh/year | 4.01
FR | CD Savings | Output | PES | Fossil Fuel | Oil | TWh/year | 96.45
FR | CD Savings | Output | PES | Fossil Fuel | Natural gas | TWh/year | 152.75
FR | CD Savings | Output | PES | Nuclear | Nuclear | TWh/year | 473.45
FR | CD Savings | Output | PES | RES | Biomass | TWh/year | 925.36
FR | CD Savings | Output | PES | RES | Hydro | TWh/year | 60.65
FR | CD Savings | Output | PES | RES | Wind | TWh/year | 644.67
FR | CD Savings | Output | PES | RES | Solar elec. | TWh/year | 225.74
FR | CD Savings | Output | PES | RES | Geothermal elec. | TWh/year | 0.62
FR | CD Savings | Output | PES | RES | Solar heat | TWh/year | 0
FR | CD Savings | Output | PES | RES | Wave & tidal | TWh/year | 98.93
FR | CD Savings | Output | PES | Trade | Export/Import | TWh/year | -64.81
FR | CD Savings | Output | Emissions | Energy and industry | CO2-emissions | Mt | 58.02
FR | CD Savings | Output | Electricity production | Thermal | Condensing power plants | TWh/year | 326.65
FR | CD Savings | Output | Electricity production | Thermal | CHP plants (incl. waste) | TWh/year | 12.64
FR | CD Savings | Output | Electricity production | Thermal | Industrial CHP | TWh/year | 4.65
FR | CD Savings | Output | Electricity production | Nuclear | Nuclear power plants | TWh/year | 142.04
FR | CD Savings | Output | Electricity production | RES | Geothermal power plants | TWh/year | 0.62
FR | CD Savings | Output | Electricity production | RES | Onshore wind | TWh/year | 644.67
FR | CD Savings | Output | Electricity production | RES | Offshore wind | TWh/year | 0
FR | CD Savings | Output | Electricity production | RES | Photovoltaic | TWh/year | 225.74
FR | CD Savings | Output | Electricity production | RES | Concentrated solar plants | TWh/year | 0
FR | CD Savings | Output | Electricity production | RES | Wave & tidal | TWh/year | 98.93
FR | CD Savings | Output | Electricity production | RES | Dammed hydro | TWh/year | 73.86
FR | CD Savings | Output | Electricity production | RES | River hydro | TWh/year | 17.63
FR | CD Savings | Output | Electricity production | Trade | Net import (+) / export (-) | TWh/year | -64.81
FR | CD Savings | Output | Heat supply | Individual heating | Electric heating | TWh/year | 59.35
FR | CD Savings | Output | Heat supply | Individual heating | Heat pumps | TWh/year | 9.52
FR | CD Savings | Output | Heat supply | Individual heating | Boilers | TWh/year | 134.26
FR | CD Savings | Output | Heat supply | Individual heating | Solar thermal | TWh/year | 0
FR | CD Savings | Output | Heat supply | District heating | CHP plants | TWh/year | 29.34
FR | CD Savings | Output | Heat supply | District heating | Fuel boilers | TWh/year | 8.29
FR | CD Savings | Output | Heat supply | District heating | Electric boilers | TWh/year | 0
FR | CD Savings | Output | Heat supply | District heating | Waste | TWh/year | 0
FR | CD Savings | Output | Heat supply | District heating | Heat pumps | TWh/year | 0.18
FR | CD Savings | Output | Heat supply | District heating | Industrial excess & waste incineration | TWh/year | 0
FR | CD Savings | Output | Costs | Fuel | Fuel excl. natural gas exchange | M EUR | 37254
FR | CD Savings | Output | Costs | Fuel | Natural gas exchange costs | M EUR | 5114
FR | CD Savings | Output | Costs | Operation & Maintenance | Marginal operation costs | M EUR | 3106
FR | CD Savings | Output | Costs | Operation & Maintenance | Electricity exchange | M EUR | 0
FR | CD Savings | Output | Costs | CO2 | CO2 emission costs | M EUR | 2524
FR | CD Savings | Output | Costs | Operation & Maintenance | Fixed operation costs | M EUR | 33682
FR | CD Savings | Output | Costs | Annual investment | Annual investment costs | M EUR | 98790
FR | CD Savings | Output | Annualised investment cost | Heating | DH - Solar thermal | M EUR | 0
FR | CD Savings | Output | Annualised investment cost | Heating | DH - Combined heat & power | M EUR | 232
FR | CD Savings | Output | Annualised investment cost | Heating | DH - Heat pumps | M EUR | 1
FR | CD Savings | Output | Annualised investment cost | Heating | DH - Thermal storage | M EUR | 7
FR | CD Savings | Output | Annualised investment cost | Heating | DH - Fuel & electric boilers | M EUR | 240
FR | CD Savings | Output | Annualised investment cost | Electricity | Power plants | M EUR | 15261
FR | CD Savings | Output | Annualised investment cost | Electricity | Onshore wind | M EUR | 15460
FR | CD Savings | Output | Annualised investment cost | Electricity | Offshore wind | M EUR | 0
FR | CD Savings | Output | Annualised investment cost | Electricity | Photovoltaic | M EUR | 5666
FR | CD Savings | Output | Annualised investment cost | Electricity | Other var. RES | M EUR | 1658
FR | CD Savings | Output | Annualised investment cost | Electricity | Hydro | M EUR | 3739
FR | CD Savings | Output | Annualised investment cost | Electricity | Nuclear plants | M EUR | 2922
FR | CD Savings | Output | Annualised investment cost | Electricity | Geothermal | M EUR | 15
FR | CD Savings | Output | Annualised investment cost | Liquid & gas fuel plants | Electrolyser | M EUR | 2449
FR | CD Savings | Output | Annualised investment cost | Liquid & gas fuel plants | Hydrogen Storage | M EUR | 3408
FR | CD Savings | Output | Annualised investment cost | Electricity | Pump | M EUR | 0
FR | CD Savings | Output | Annualised investment cost | Electricity | Turbine | M EUR | 0
FR | CD Savings | Output | Annualised investment cost | Electricity | Pump Storage | M EUR | 0
FR | CD Savings | Output | Annualised investment cost | Heating | Indv. boilers | M EUR | 3434
FR | CD Savings | Output | Annualised investment cost | Heating | Indv. CHP | M EUR | 0
FR | CD Savings | Output | Annualised investment cost | Heating | Indv. heat pumps | M EUR | 490
FR | CD Savings | Output | Annualised investment cost | Heating | Indv. electric heat | M EUR | 713
FR | CD Savings | Output | Annualised investment cost | Heating | Indv. solar thermal | M EUR | 0
FR | CD Savings | Output | Annualised investment cost | Liquid & gas fuel plants | BioGas Upgrade | M EUR | 18
FR | CD Savings | Output | Annualised investment cost | Liquid & gas fuel plants | Gasification Upgrade | M EUR | 0
FR | CD Savings | Output | Annualised investment cost | Heating | DH - Waste incineration | M EUR | 0
FR | CD Savings | Output | Annualised investment cost | Liquid & gas fuel plants | Biogas Plant | M EUR | 83
FR | CD Savings | Output | Annualised investment cost | Liquid & gas fuel plants | Gasification Plant | M EUR | 0
FR | CD Savings | Output | Annualised investment cost | Liquid & gas fuel plants | BioDiesel Plant | M EUR | 6
FR | CD Savings | Output | Annualised investment cost | Liquid & gas fuel plants | BioPetrol Plant | M EUR | 454
FR | CD Savings | Output | Annualised investment cost | Liquid & gas fuel plants | BioJPPlant | M EUR | 0
FR | CD Savings | Output | Annualised investment cost | Electricity | Concentrated solar plants | M EUR | 0
FR | CD Savings | Output | Annualised investment cost | Liquid & gas fuel plants | Carbon Recycling | M EUR | 224
FR | CD Savings | Output | Annualised investment cost | Liquid & gas fuel plants | JP Synthesis | M EUR | 0
FR | CD Savings | Output | Annualised investment cost | Liquid & gas fuel plants | Methanation (CO2) | M EUR | 256
FR | CD Savings | Output | Annualised investment cost | Water | Water desalination & storage | M EUR | 0
FR | CD Savings | Output | Annualised investment cost | Liquid & gas fuel plants | Gas Storage | M EUR | 0
FR | CD Savings | Output | Annualised investment cost | Liquid & gas fuel plants | Oil Storage | M EUR | 0
FR | CD Savings | Output | Annualised investment cost | Liquid & gas fuel plants | Methanol Storage | M EUR | 0
FR | CD Savings | Output | Annualised investment cost | Electricity | Interconnection | M EUR | 0
FR | CD Savings | Output | Annualised investment cost | Heating | DH - Geothermal | M EUR | 0
FR | CD Savings | Output | Annualised investment cost | Heating | DH - Industrial excess | M EUR | 0
FR | CD Savings | Output | Annualised investment cost | Electricity | Indust. CHP Electr. | M EUR | 13
FR | CD Savings | Output | Annualised investment cost | Heating | Indust. CHP Heat | M EUR | 0
FR | CD Savings | Output | Annualised investment cost | Road vehicles | Vehicles | M EUR | 0
FR | CD Savings | Output | Annualised investment cost | Heating | Estimated electricity grid reinforcement | M EUR | 3113
FR | CD Savings | Output | Annualised investment cost | Cooling | Cooling savings | M EUR | 170
FR | CD Savings | Output | Annualised investment cost | Cooling | District cooling pipes | M EUR | 188
FR | CD Savings | Output | Annualised investment cost | Cooling | Individual cooling | M EUR | 3513
FR | CD Savings | Output | Annualised investment cost | Cooling | District cooling | M EUR | 32
FR | CD Savings | Output | Annualised investment cost | Heating | District heating substations | M EUR | 226
FR | CD Savings | Output | Annualised investment cost | Heating | Heat savings | M EUR | 33006
FR | CD Savings | Output | Annualised investment cost | Heating | District heating pipes | M EUR | 1792
FR | CD Savings | Output | Installed capacity | Heating | DH - Waste incineration | MWth | 0
FR | CD Savings | Output | Installed capacity | Heating | DH - Solar thermal | MWth | 0
FR | CD Savings | Output | Installed capacity | Heating | Indv. heat pumps | MWth | 3174.5
FR | CD Savings | Output | Installed capacity | Heating | Indv. boilers | MWth | 52641.1765
FR | CD Savings | Output | Installed capacity | Cooling | Indv. cooling | MWe | 13246.3636
FR | CD Savings | Output | Installed capacity | Cooling | District cooling - chillers | MWth | 3067.1429
FR | CD Savings | Output | Fuel individual boilers | Indiviual Boilers | Coal | TWh/year | 0
FR | CD Savings | Output | Fuel individual boilers | Indiviual Boilers | Oil | TWh/year | 0.29
FR | CD Savings | Output | Fuel individual boilers | Indiviual Boilers | Ngas | TWh/year | 120.69
FR | CD Savings | Output | Fuel individual boilers | Indiviual Boilers | Biomass | TWh/year | 27.94
FR | CD 2050 | Output | PES | Fossil Fuel | Coal | TWh/year | 4.21
FR | CD 2050 | Output | PES | Fossil Fuel | Oil | TWh/year | 102.74
FR | CD 2050 | Output | PES | Fossil Fuel | Natural gas | TWh/year | 207.53
FR | CD 2050 | Output | PES | Nuclear | Nuclear | TWh/year | 473.45
FR | CD 2050 | Output | PES | RES | Biomass | TWh/year | 950.63
FR | CD 2050 | Output | PES | RES | Hydro | TWh/year | 62.4
FR | CD 2050 | Output | PES | RES | Wind | TWh/year | 644.67
FR | CD 2050 | Output | PES | RES | Solar elec. | TWh/year | 225.74
FR | CD 2050 | Output | PES | RES | Geothermal elec. | TWh/year | 0.62
FR | CD 2050 | Output | PES | RES | Solar heat | TWh/year | 0
FR | CD 2050 | Output | PES | RES | Wave & tidal | TWh/year | 98.93
FR | CD 2050 | Output | PES | Trade | Export/Import | TWh/year | -57.44
FR | CD 2050 | Output | Emissions | Energy and industry | CO2-emissions | Mt | 70.966
FR | CD 2050 | Output | Electricity production | Thermal | Condensing power plants | TWh/year | 346.86
FR | CD 2050 | Output | Electricity production | Thermal | CHP plants (incl. waste) | TWh/year | 27.06
FR | CD 2050 | Output | Electricity production | Thermal | Industrial CHP | TWh/year | 0
FR | CD 2050 | Output | Electricity production | Nuclear | Nuclear power plants | TWh/year | 142.04
FR | CD 2050 | Output | Electricity production | RES | Geothermal power plants | TWh/year | 0.62
FR | CD 2050 | Output | Electricity production | RES | Onshore wind | TWh/year | 644.67
FR | CD 2050 | Output | Electricity production | RES | Offshore wind | TWh/year | 0
FR | CD 2050 | Output | Electricity production | RES | Photovoltaic | TWh/year | 225.74
FR | CD 2050 | Output | Electricity production | RES | Concentrated solar plants | TWh/year | 0
FR | CD 2050 | Output | Electricity production | RES | Wave & tidal | TWh/year | 98.93
FR | CD 2050 | Output | Electricity production | RES | Dammed hydro | TWh/year | 73.59
FR | CD 2050 | Output | Electricity production | RES | River hydro | TWh/year | 17.63
FR | CD 2050 | Output | Electricity production | Trade | Net import (+) / export (-) | TWh/year | -57.44
FR | CD 2050 | Output | Heat supply | Individual heating | Electric heating | TWh/year | 70.37
FR | CD 2050 | Output | Heat supply | Individual heating | Heat pumps | TWh/year | 11.29
FR | CD 2050 | Output | Heat supply | Individual heating | Boilers | TWh/year | 159.19
FR | CD 2050 | Output | Heat supply | Individual heating | Solar thermal | TWh/year | 0
FR | CD 2050 | Output | Heat supply | District heating | CHP plants | TWh/year | 30.44
FR | CD 2050 | Output | Heat supply | District heating | Fuel boilers | TWh/year | 11.73
FR | CD 2050 | Output | Heat supply | District heating | Electric boilers | TWh/year | 0
FR | CD 2050 | Output | Heat supply | District heating | Waste | TWh/year | 0
FR | CD 2050 | Output | Heat supply | District heating | Heat pumps | TWh/year | 0.18
FR | CD 2050 | Output | Heat supply | District heating | Industrial excess & waste incineration | TWh/year | 0
FR | CD 2050 | Output | Costs | Fuel | Fuel excl. natural gas exchange | M EUR | 38770
FR | CD 2050 | Output | Costs | Fuel | Natural gas exchange costs | M EUR | 6948
FR | CD 2050 | Output | Costs | Operation & Maintenance | Marginal operation costs | M EUR | 3199
FR | CD 2050 | Output | Costs | Operation & Maintenance | Electricity exchange | M EUR | 0
FR | CD 2050 | Output | Costs | CO2 | CO2 emission costs | M EUR | 3087
FR | CD 2050 | Output | Costs | Operation & Maintenance | Fixed operation costs | M EUR | 32744
FR | CD 2050 | Output | Costs | Annual investment | Annual investment costs | M EUR | 93242
FR | CD 2050 | Output | Annualised investment cost | Heating | DH - Solar thermal | M EUR | 0
FR | CD 2050 | Output | Annualised investment cost | Heating | DH - Combined heat & power | M EUR | 427
FR | CD 2050 | Output | Annualised investment cost | Heating | DH - Heat pumps | M EUR | 1
FR | CD 2050 | Output | Annualised investment cost | Heating | DH - Thermal storage | M EUR | 8
FR | CD 2050 | Output | Annualised investment cost | Heating | DH - Fuel & electric boilers | M EUR | 515
FR | CD 2050 | Output | Annualised investment cost | Electricity | Power plants | M EUR | 13194
FR | CD 2050 | Output | Annualised investment cost | Electricity | Onshore wind | M EUR | 15460
FR | CD 2050 | Output | Annualised investment cost | Electricity | Offshore wind | M EUR | 0
FR | CD 2050 | Output | Annualised investment cost | Electricity | Photovoltaic | M EUR | 5666
FR | CD 2050 | Output | Annualised investment cost | Electricity | Other var. RES | M EUR | 1658
FR | CD 2050 | Output | Annualised investment cost | Electricity | Hydro | M EUR | 3739
FR | CD 2050 | Output | Annualised investment cost | Electricity | Nuclear plants | M EUR | 2922
FR | CD 2050 | Output | Annualised investment cost | Electricity | Geothermal | M EUR | 15
FR | CD 2050 | Output | Annualised investment cost | Liquid & gas fuel plants | Electrolyser | M EUR | 2489
FR | CD 2050 | Output | Annualised investment cost | Liquid & gas fuel plants | Hydrogen Storage | M EUR | 3465
FR | CD 2050 | Output | Annualised investment cost | Electricity | Pump | M EUR | 0
FR | CD 2050 | Output | Annualised investment cost | Electricity | Turbine | M EUR | 0
FR | CD 2050 | Output | Annualised investment cost | Electricity | Pump Storage | M EUR | 0
FR | CD 2050 | Output | Annualised investment cost | Heating | Indv. boilers | M EUR | 3434
FR | CD 2050 | Output | Annualised investment cost | Heating | Indv. CHP | M EUR | 0
FR | CD 2050 | Output | Annualised investment cost | Heating | Indv. heat pumps | M EUR | 490
FR | CD 2050 | Output | Annualised investment cost | Heating | Indv. electric heat | M EUR | 713
FR | CD 2050 | Output | Annualised investment cost | Heating | Indv. solar thermal | M EUR | 0
FR | CD 2050 | Output | Annualised investment cost | Liquid & gas fuel plants | BioGas Upgrade | M EUR | 0
FR | CD 2050 | Output | Annualised investment cost | Liquid & gas fuel plants | Gasification Upgrade | M EUR | 0
FR | CD 2050 | Output | Annualised investment cost | Heating | DH - Waste incineration | M EUR | 0
FR | CD 2050 | Output | Annualised investment cost | Liquid & gas fuel plants | Biogas Plant | M EUR | 0
FR | CD 2050 | Output | Annualised investment cost | Liquid & gas fuel plants | Gasification Plant | M EUR | 0
FR | CD 2050 | Output | Annualised investment cost | Liquid & gas fuel plants | BioDiesel Plant | M EUR | 6
FR | CD 2050 | Output | Annualised investment cost | Liquid & gas fuel plants | BioPetrol Plant | M EUR | 454
FR | CD 2050 | Output | Annualised investment cost | Liquid & gas fuel plants | BioJPPlant | M EUR | 0
FR | CD 2050 | Output | Annualised investment cost | Electricity | Concentrated solar plants | M EUR | 0
FR | CD 2050 | Output | Annualised investment cost | Liquid & gas fuel plants | Carbon Recycling | M EUR | 224
FR | CD 2050 | Output | Annualised investment cost | Liquid & gas fuel plants | JP Synthesis | M EUR | 0
FR | CD 2050 | Output | Annualised investment cost | Liquid & gas fuel plants | Methanation (CO2) | M EUR | 256
FR | CD 2050 | Output | Annualised investment cost | Water | Water desalination & storage | M EUR | 0
FR | CD 2050 | Output | Annualised investment cost | Liquid & gas fuel plants | Gas Storage | M EUR | 0
FR | CD 2050 | Output | Annualised investment cost | Liquid & gas fuel plants | Oil Storage | M EUR | 0
FR | CD 2050 | Output | Annualised investment cost | Liquid & gas fuel plants | Methanol Storage | M EUR | 0
FR | CD 2050 | Output | Annualised investment cost | Electricity | Interconnection | M EUR | 0
FR | CD 2050 | Output | Annualised investment cost | Heating | DH - Geothermal | M EUR | 0
FR | CD 2050 | Output | Annualised investment cost | Heating | DH - Industrial excess | M EUR | 0
FR | CD 2050 | Output | Annualised investment cost | Electricity | Indust. CHP Electr. | M EUR | 0
FR | CD 2050 | Output | Annualised investment cost | Heating | Indust. CHP Heat | M EUR | 0
FR | CD 2050 | Output | Annualised investment cost | Road vehicles | Vehicles | M EUR | 0
FR | CD 2050 | Output | Annualised investment cost | Heating | Estimated electricity grid reinforcement | M EUR | 1554
FR | CD 2050 | Output | Annualised investment cost | Cooling | Cooling savings | M EUR | 170
FR | CD 2050 | Output | Annualised investment cost | Cooling | District cooling pipes | M EUR | 0
FR | CD 2050 | Output | Annualised investment cost | Cooling | Individual cooling | M EUR | 3636
FR | CD 2050 | Output | Annualised investment cost | Cooling | District cooling | M EUR | 0
FR | CD 2050 | Output | Annualised investment cost | Heating | District heating substations | M EUR | 226
FR | CD 2050 | Output | Annualised investment cost | Heating | Heat savings | M EUR | 32082
FR | CD 2050 | Output | Annualised investment cost | Heating | District heating pipes | M EUR | 435
FR | CD 2050 | Output | Installed capacity | Heating | DH - Waste incineration | MWth | 0
FR | CD 2050 | Output | Installed capacity | Heating | DH - Solar thermal | MWth | 0
FR | CD 2050 | Output | Installed capacity | Heating | Indv. heat pumps | MWth | 3804.5
FR | CD 2050 | Output | Installed capacity | Heating | Indv. boilers | MWth | 63101.1765
FR | CD 2050 | Output | Installed capacity | Cooling | Indv. cooling | MWe | 13719.0909
FR | CD 2050 | Output | Installed capacity | Cooling | District cooling - chillers | MWth | 0
FR | CD 2050 | Output | Fuel individual boilers | Indiviual Boilers | Coal | TWh/year | 0
FR | CD 2050 | Output | Fuel individual boilers | Indiviual Boilers | Oil | TWh/year | 0.34
FR | CD 2050 | Output | Fuel individual boilers | Indiviual Boilers | Ngas | TWh/year | 143.1
FR | CD 2050 | Output | Fuel individual boilers | Indiviual Boilers | Biomass | TWh/year | 33.13
FR | HRE 2050 | Output | PES | Fossil Fuel | Coal | TWh/year | 4.01
FR | HRE 2050 | Output | PES | Fossil Fuel | Oil | TWh/year | 96.16
FR | HRE 2050 | Output | PES | Fossil Fuel | Natural gas | TWh/year | 32.05
FR | HRE 2050 | Output | PES | Nuclear | Nuclear | TWh/year | 473.45
FR | HRE 2050 | Output | PES | RES | Biomass | TWh/year | 865.3
FR | HRE 2050 | Output | PES | RES | Hydro | TWh/year | 61.7
FR | HRE 2050 | Output | PES | RES | Wind | TWh/year | 619.37
FR | HRE 2050 | Output | PES | RES | Solar elec. | TWh/year | 228.14
FR | HRE 2050 | Output | PES | RES | Geothermal elec. | TWh/year | 0.62
FR | HRE 2050 | Output | PES | RES | Solar heat | TWh/year | 1.32
FR | HRE 2050 | Output | PES | RES | Wave & tidal | TWh/year | 98.93
FR | HRE 2050 | Output | PES | Trade | Export/Import | TWh/year | -55.73
FR | HRE 2050 | Output | Emissions | Energy and industry | CO2-emissions | Mt | 33.222
FR | HRE 2050 | Output | Electricity production | Thermal | Condensing power plants | TWh/year | 323.31
FR | HRE 2050 | Output | Electricity production | Thermal | CHP plants (incl. waste) | TWh/year | 19.13
FR | HRE 2050 | Output | Electricity production | Thermal | Industrial CHP | TWh/year | 4.65
FR | HRE 2050 | Output | Electricity production | Nuclear | Nuclear power plants | TWh/year | 142.04
FR | HRE 2050 | Output | Electricity production | RES | Geothermal power plants | TWh/year | 0.62
FR | HRE 2050 | Output | Electricity production | RES | Onshore wind | TWh/year | 605.95
FR | HRE 2050 | Output | Electricity production | RES | Offshore wind | TWh/year | 13.42
FR | HRE 2050 | Output | Electricity production | RES | Photovoltaic | TWh/year | 228.14
FR | HRE 2050 | Output | Electricity production | RES | Concentrated solar plants | TWh/year | 0
FR | HRE 2050 | Output | Electricity production | RES | Wave & tidal | TWh/year | 98.93
FR | HRE 2050 | Output | Electricity production | RES | Dammed hydro | TWh/year | 73.91
FR | HRE 2050 | Output | Electricity production | RES | River hydro | TWh/year | 17.63
FR | HRE 2050 | Output | Electricity production | Trade | Net import (+) / export (-) | TWh/year | -55.73
FR | HRE 2050 | Output | Heat supply | Individual heating | Electric heating | TWh/year | 0
FR | HRE 2050 | Output | Heat supply | Individual heating | Heat pumps | TWh/year | 170.88
FR | HRE 2050 | Output | Heat supply | Individual heating | Boilers | TWh/year | 0
FR | HRE 2050 | Output | Heat supply | Individual heating | Solar thermal | TWh/year | 0
FR | HRE 2050 | Output | Heat supply | District heating | CHP plants | TWh/year | 21.52
FR | HRE 2050 | Output | Heat supply | District heating | Fuel boilers | TWh/year | 0.78
FR | HRE 2050 | Output | Heat supply | District heating | Electric boilers | TWh/year | 0.33
FR | HRE 2050 | Output | Heat supply | District heating | Waste | TWh/year | 0
FR | HRE 2050 | Output | Heat supply | District heating | Heat pumps | TWh/year | 13.42
FR | HRE 2050 | Output | Heat supply | District heating | Industrial excess & waste incineration | TWh/year | 47.47
FR | HRE 2050 | Output | Costs | Fuel | Fuel excl. natural gas exchange | M EUR | 33419
FR | HRE 2050 | Output | Costs | Fuel | Natural gas exchange costs | M EUR | 1073
FR | HRE 2050 | Output | Costs | Operation & Maintenance | Marginal operation costs | M EUR | 3115
FR | HRE 2050 | Output | Costs | Operation & Maintenance | Electricity exchange | M EUR | 0
FR | HRE 2050 | Output | Costs | CO2 | CO2 emission costs | M EUR | 1445
FR | HRE 2050 | Output | Costs | Operation & Maintenance | Fixed operation costs | M EUR | 32562
FR | HRE 2050 | Output | Costs | Annual investment | Annual investment costs | M EUR | 102616
FR | HRE 2050 | Output | Annualised investment cost | Heating | DH - Solar thermal | M EUR | 19
FR | HRE 2050 | Output | Annualised investment cost | Heating | DH - Combined heat & power | M EUR | 476
FR | HRE 2050 | Output | Annualised investment cost | Heating | DH - Heat pumps | M EUR | 284
FR | HRE 2050 | Output | Annualised investment cost | Heating | DH - Thermal storage | M EUR | 18
FR | HRE 2050 | Output | Annualised investment cost | Heating | DH - Fuel & electric boilers | M EUR | 246
FR | HRE 2050 | Output | Annualised investment cost | Electricity | Power plants | M EUR | 15017
FR | HRE 2050 | Output | Annualised investment cost | Electricity | Onshore wind | M EUR | 14532
FR | HRE 2050 | Output | Annualised investment cost | Electricity | Offshore wind | M EUR | 298
FR | HRE 2050 | Output | Annualised investment cost | Electricity | Photovoltaic | M EUR | 5726
FR | HRE 2050 | Output | Annualised investment cost | Electricity | Other var. RES | M EUR | 1658
FR | HRE 2050 | Output | Annualised investment cost | Electricity | Hydro | M EUR | 3739
FR | HRE 2050 | Output | Annualised investment cost | Electricity | Nuclear plants | M EUR | 2922
FR | HRE 2050 | Output | Annualised investment cost | Electricity | Geothermal | M EUR | 15
FR | HRE 2050 | Output | Annualised investment cost | Liquid & gas fuel plants | Electrolyser | M EUR | 2449
FR | HRE 2050 | Output | Annualised investment cost | Liquid & gas fuel plants | Hydrogen Storage | M EUR | 3408
FR | HRE 2050 | Output | Annualised investment cost | Electricity | Pump | M EUR | 0
FR | HRE 2050 | Output | Annualised investment cost | Electricity | Turbine | M EUR | 0
FR | HRE 2050 | Output | Annualised investment cost | Electricity | Pump Storage | M EUR | 0
FR | HRE 2050 | Output | Annualised investment cost | Heating | Indv. boilers | M EUR | 0
FR | HRE 2050 | Output | Annualised investment cost | Heating | Indv. CHP | M EUR | 0
FR | HRE 2050 | Output | Annualised investment cost | Heating | Indv. heat pumps | M EUR | 8802
FR | HRE 2050 | Output | Annualised investment cost | Heating | Indv. electric heat | M EUR | 0
FR | HRE 2050 | Output | Annualised investment cost | Heating | Indv. solar thermal | M EUR | 0
FR | HRE 2050 | Output | Annualised investment cost | Liquid & gas fuel plants | BioGas Upgrade | M EUR | 18
FR | HRE 2050 | Output | Annualised investment cost | Liquid & gas fuel plants | Gasification Upgrade | M EUR | 0
FR | HRE 2050 | Output | Annualised investment cost | Heating | DH - Waste incineration | M EUR | 0
FR | HRE 2050 | Output | Annualised investment cost | Liquid & gas fuel plants | Biogas Plant | M EUR | 83
FR | HRE 2050 | Output | Annualised investment cost | Liquid & gas fuel plants | Gasification Plant | M EUR | 0
FR | HRE 2050 | Output | Annualised investment cost | Liquid & gas fuel plants | BioDiesel Plant | M EUR | 6
FR | HRE 2050 | Output | Annualised investment cost | Liquid & gas fuel plants | BioPetrol Plant | M EUR | 454
FR | HRE 2050 | Output | Annualised investment cost | Liquid & gas fuel plants | BioJPPlant | M EUR | 0
FR | HRE 2050 | Output | Annualised investment cost | Electricity | Concentrated solar plants | M EUR | 0
FR | HRE 2050 | Output | Annualised investment cost | Liquid & gas fuel plants | Carbon Recycling | M EUR | 224
FR | HRE 2050 | Output | Annualised investment cost | Liquid & gas fuel plants | JP Synthesis | M EUR | 0
FR | HRE 2050 | Output | Annualised investment cost | Liquid & gas fuel plants | Methanation (CO2) | M EUR | 256
FR | HRE 2050 | Output | Annualised investment cost | Water | Water desalination & storage | M EUR | 0
FR | HRE 2050 | Output | Annualised investment cost | Liquid & gas fuel plants | Gas Storage | M EUR | 0
FR | HRE 2050 | Output | Annualised investment cost | Liquid & gas fuel plants | Oil Storage | M EUR | 0
FR | HRE 2050 | Output | Annualised investment cost | Liquid & gas fuel plants | Methanol Storage | M EUR | 0
FR | HRE 2050 | Output | Annualised investment cost | Electricity | Interconnection | M EUR | 0
FR | HRE 2050 | Output | Annualised investment cost | Heating | DH - Geothermal | M EUR | 103
FR | HRE 2050 | Output | Annualised investment cost | Heating | DH - Industrial excess | M EUR | 21
FR | HRE 2050 | Output | Annualised investment cost | Electricity | Indust. CHP Electr. | M EUR | 13
FR | HRE 2050 | Output | Annualised investment cost | Heating | Indust. CHP Heat | M EUR | 0
FR | HRE 2050 | Output | Annualised investment cost | Road vehicles | Vehicles | M EUR | 0
FR | HRE 2050 | Output | Annualised investment cost | Heating | Estimated electricity grid reinforcement | M EUR | 2664
FR | HRE 2050 | Output | Annualised investment cost | Cooling | Cooling savings | M EUR | 170
FR | HRE 2050 | Output | Annualised investment cost | Cooling | District cooling pipes | M EUR | 188
FR | HRE 2050 | Output | Annualised investment cost | Cooling | Individual cooling | M EUR | 3513
FR | HRE 2050 | Output | Annualised investment cost | Cooling | District cooling | M EUR | 32
FR | HRE 2050 | Output | Annualised investment cost | Heating | District heating substations | M EUR | 463
FR | HRE 2050 | Output | Annualised investment cost | Heating | Heat savings | M EUR | 33006
FR | HRE 2050 | Output | Annualised investment cost | Heating | District heating pipes | M EUR | 1792
FR | HRE 2050 | Output | Installed capacity | Heating | DH - Waste incineration | MWth | 0
FR | HRE 2050 | Output | Installed capacity | Heating | DH - Solar thermal | MWth | 858
FR | HRE 2050 | Output | Installed capacity | Heating | Indv. heat pumps | MWth | 56952
FR | HRE 2050 | Output | Installed capacity | Heating | Indv. boilers | MWth | 0
FR | HRE 2050 | Output | Installed capacity | Cooling | Indv. cooling | MWe | 13246.3636
FR | HRE 2050 | Output | Installed capacity | Cooling | District cooling - chillers | MWth | 3067.1429
FR | HRE 2050 | Output | Fuel individual boilers | Indiviual Boilers | Coal | TWh/year | 0
FR | HRE 2050 | Output | Fuel individual boilers | Indiviual Boilers | Oil | TWh/year | 0
FR | HRE 2050 | Output | Fuel individual boilers | Indiviual Boilers | Ngas | TWh/year | 0
FR | HRE 2050 | Output | Fuel individual boilers | Indiviual Boilers | Biomass | TWh/year | 0
HU | BL 2015 | Output | PES | Fossil Fuel | Coal | TWh/year | 24
HU | BL 2015 | Output | PES | Fossil Fuel | Oil | TWh/year | 61.09
HU | BL 2015 | Output | PES | Fossil Fuel | Natural gas | TWh/year | 118.07
HU | BL 2015 | Output | PES | Nuclear | Nuclear | TWh/year | 46.89
HU | BL 2015 | Output | PES | RES | Biomass | TWh/year | 24.74
HU | BL 2015 | Output | PES | RES | Hydro | TWh/year | 0.17
HU | BL 2015 | Output | PES | RES | Wind | TWh/year | 0.44
HU | BL 2015 | Output | PES | RES | Solar elec. | TWh/year | 0
HU | BL 2015 | Output | PES | RES | Geothermal elec. | TWh/year | 0
HU | BL 2015 | Output | PES | RES | Solar heat | TWh/year | 0.05
HU | BL 2015 | Output | PES | RES | Wave & tidal | TWh/year | 0
HU | BL 2015 | Output | PES | Trade | Export/Import | TWh/year | 0
HU | BL 2015 | Output | Emissions | Energy and industry | CO2-emissions | Mt | 48.733
HU | BL 2015 | Output | Electricity production | Thermal | Condensing power plants | TWh/year | 13.03
HU | BL 2015 | Output | Electricity production | Thermal | CHP plants (incl. waste) | TWh/year | 7.2
HU | BL 2015 | Output | Electricity production | Thermal | Industrial CHP | TWh/year | 1.49
HU | BL 2015 | Output | Electricity production | Nuclear | Nuclear power plants | TWh/year | 14.07
HU | BL 2015 | Output | Electricity production | RES | Geothermal power plants | TWh/year | 0
HU | BL 2015 | Output | Electricity production | RES | Onshore wind | TWh/year | 0.44
HU | BL 2015 | Output | Electricity production | RES | Offshore wind | TWh/year | 0
HU | BL 2015 | Output | Electricity production | RES | Photovoltaic | TWh/year | 0
HU | BL 2015 | Output | Electricity production | RES | Concentrated solar plants | TWh/year | 0
HU | BL 2015 | Output | Electricity production | RES | Wave & tidal | TWh/year | 0
HU | BL 2015 | Output | Electricity production | RES | Dammed hydro | TWh/year | 0
HU | BL 2015 | Output | Electricity production | RES | River hydro | TWh/year | 0.17
HU | BL 2015 | Output | Electricity production | Trade | Net import (+) / export (-) | TWh/year | 0
HU | BL 2015 | Output | Heat supply | Individual heating | Electric heating | TWh/year | 3.2
HU | BL 2015 | Output | Heat supply | Individual heating | Heat pumps | TWh/year | 0.01
HU | BL 2015 | Output | Heat supply | Individual heating | Boilers | TWh/year | 58.89
HU | BL 2015 | Output | Heat supply | Individual heating | Solar thermal | TWh/year | 0.05
HU | BL 2015 | Output | Heat supply | District heating | CHP plants | TWh/year | 11.71
HU | BL 2015 | Output | Heat supply | District heating | Fuel boilers | TWh/year | 3.11
HU | BL 2015 | Output | Heat supply | District heating | Electric boilers | TWh/year | 0
HU | BL 2015 | Output | Heat supply | District heating | Waste | TWh/year | 0
HU | BL 2015 | Output | Heat supply | District heating | Heat pumps | TWh/year | 0
HU | BL 2015 | Output | Heat supply | District heating | Industrial excess & waste incineration | TWh/year | 0.06
HU | BL 2015 | Output | Costs | Fuel | Fuel excl. natural gas exchange | M EUR | 4279
HU | BL 2015 | Output | Costs | Fuel | Natural gas exchange costs | M EUR | 3941
HU | BL 2015 | Output | Costs | Operation & Maintenance | Marginal operation costs | M EUR | 265
HU | BL 2015 | Output | Costs | Operation & Maintenance | Electricity exchange | M EUR | 0
HU | BL 2015 | Output | Costs | CO2 | CO2 emission costs | M EUR | 273
HU | BL 2015 | Output | Costs | Operation & Maintenance | Fixed operation costs | M EUR | 1217
HU | BL 2015 | Output | Costs | Annual investment | Annual investment costs | M EUR | 3073
HU | BL 2015 | Output | Annualised investment cost | Heating | DH - Solar thermal | M EUR | 0
HU | BL 2015 | Output | Annualised investment cost | Heating | DH - Combined heat & power | M EUR | 58
HU | BL 2015 | Output | Annualised investment cost | Heating | DH - Heat pumps | M EUR | 0
HU | BL 2015 | Output | Annualised investment cost | Heating | DH - Thermal storage | M EUR | 3
HU | BL 2015 | Output | Annualised investment cost | Heating | DH - Fuel & electric boilers | M EUR | 15
HU | BL 2015 | Output | Annualised investment cost | Electricity | Power plants | M EUR | 175
HU | BL 2015 | Output | Annualised investment cost | Electricity | Onshore wind | M EUR | 11
HU | BL 2015 | Output | Annualised investment cost | Electricity | Offshore wind | M EUR | 0
HU | BL 2015 | Output | Annualised investment cost | Electricity | Photovoltaic | M EUR | 0
HU | BL 2015 | Output | Annualised investment cost | Electricity | Other var. RES | M EUR | 0
HU | BL 2015 | Output | Annualised investment cost | Electricity | Hydro | M EUR | 8
HU | BL 2015 | Output | Annualised investment cost | Electricity | Nuclear plants | M EUR | 265
HU | BL 2015 | Output | Annualised investment cost | Electricity | Geothermal | M EUR | 0
HU | BL 2015 | Output | Annualised investment cost | Liquid & gas fuel plants | Electrolyser | M EUR | 0
HU | BL 2015 | Output | Annualised investment cost | Liquid & gas fuel plants | Hydrogen Storage | M EUR | 0
HU | BL 2015 | Output | Annualised investment cost | Electricity | Pump | M EUR | 0
HU | BL 2015 | Output | Annualised investment cost | Electricity | Turbine | M EUR | 0
HU | BL 2015 | Output | Annualised investment cost | Electricity | Pump Storage | M EUR | 0
HU | BL 2015 | Output | Annualised investment cost | Heating | Indv. boilers | M EUR | 1094
HU | BL 2015 | Output | Annualised investment cost | Heating | Indv. CHP | M EUR | 0
HU | BL 2015 | Output | Annualised investment cost | Heating | Indv. heat pumps | M EUR | 0
HU | BL 2015 | Output | Annualised investment cost | Heating | Indv. electric heat | M EUR | 25
HU | BL 2015 | Output | Annualised investment cost | Heating | Indv. solar thermal | M EUR | 5
HU | BL 2015 | Output | Annualised investment cost | Liquid & gas fuel plants | BioGas Upgrade | M EUR | 0
HU | BL 2015 | Output | Annualised investment cost | Liquid & gas fuel plants | Gasification Upgrade | M EUR | 0
HU | BL 2015 | Output | Annualised investment cost | Heating | DH - Waste incineration | M EUR | 0
HU | BL 2015 | Output | Annualised investment cost | Liquid & gas fuel plants | Biogas Plant | M EUR | 0
HU | BL 2015 | Output | Annualised investment cost | Liquid & gas fuel plants | Gasification Plant | M EUR | 0
HU | BL 2015 | Output | Annualised investment cost | Liquid & gas fuel plants | BioDiesel Plant | M EUR | 44
HU | BL 2015 | Output | Annualised investment cost | Liquid & gas fuel plants | BioPetrol Plant | M EUR | 12
HU | BL 2015 | Output | Annualised investment cost | Liquid & gas fuel plants | BioJPPlant | M EUR | 0
HU | BL 2015 | Output | Annualised investment cost | Electricity | Concentrated solar plants | M EUR | 0
HU | BL 2015 | Output | Annualised investment cost | Liquid & gas fuel plants | Carbon Recycling | M EUR | 0
HU | BL 2015 | Output | Annualised investment cost | Liquid & gas fuel plants | JP Synthesis | M EUR | 0
HU | BL 2015 | Output | Annualised investment cost | Liquid & gas fuel plants | Methanation (CO2) | M EUR | 0
HU | BL 2015 | Output | Annualised investment cost | Water | Water desalination & storage | M EUR | 0
HU | BL 2015 | Output | Annualised investment cost | Liquid & gas fuel plants | Gas Storage | M EUR | 0
HU | BL 2015 | Output | Annualised investment cost | Liquid & gas fuel plants | Oil Storage | M EUR | 0
HU | BL 2015 | Output | Annualised investment cost | Liquid & gas fuel plants | Methanol Storage | M EUR | 0
HU | BL 2015 | Output | Annualised investment cost | Electricity | Interconnection | M EUR | 0
HU | BL 2015 | Output | Annualised investment cost | Heating | DH - Geothermal | M EUR | 0
HU | BL 2015 | Output | Annualised investment cost | Heating | DH - Industrial excess | M EUR | 0
HU | BL 2015 | Output | Annualised investment cost | Electricity | Indust. CHP Electr. | M EUR | 4
HU | BL 2015 | Output | Annualised investment cost | Heating | Indust. CHP Heat | M EUR | 0
HU | BL 2015 | Output | Annualised investment cost | Road vehicles | Vehicles | M EUR | 0
HU | BL 2015 | Output | Annualised investment cost | Heating | Estimated electricity grid reinforcement | M EUR | 0
HU | BL 2015 | Output | Annualised investment cost | Cooling | Cooling savings | M EUR | 16
HU | BL 2015 | Output | Annualised investment cost | Cooling | District cooling pipes | M EUR | 0
HU | BL 2015 | Output | Annualised investment cost | Cooling | Individual cooling | M EUR | 13
HU | BL 2015 | Output | Annualised investment cost | Cooling | District cooling | M EUR | 0
HU | BL 2015 | Output | Annualised investment cost | Heating | District heating substations | M EUR | 0
HU | BL 2015 | Output | Annualised investment cost | Heating | Heat savings | M EUR | 1231
HU | BL 2015 | Output | Annualised investment cost | Heating | District heating pipes | M EUR | 93
HU | BL 2015 | Output | Installed capacity | Heating | DH - Waste incineration | MWth | 0
HU | BL 2015 | Output | Installed capacity | Heating | DH - Solar thermal | MWth | 1
HU | BL 2015 | Output | Installed capacity | Heating | Indv. heat pumps | MWth | 3.5
HU | BL 2015 | Output | Installed capacity | Heating | Indv. boilers | MWth | 25240
HU | BL 2015 | Output | Installed capacity | Cooling | Indv. cooling | MWe | 117.2727
HU | BL 2015 | Output | Installed capacity | Cooling | District cooling - chillers | MWth | 0
HU | BL 2015 | Output | Fuel individual boilers | Indiviual Boilers | Coal | TWh/year | 2.18
HU | BL 2015 | Output | Fuel individual boilers | Indiviual Boilers | Oil | TWh/year | 0.68
HU | BL 2015 | Output | Fuel individual boilers | Indiviual Boilers | Ngas | TWh/year | 53.75
HU | BL 2015 | Output | Fuel individual boilers | Indiviual Boilers | Biomass | TWh/year | 19.4
HU | BL 2050 | Output | PES | Fossil Fuel | Coal | TWh/year | 3.63
HU | BL 2050 | Output | PES | Fossil Fuel | Oil | TWh/year | 42.53
HU | BL 2050 | Output | PES | Fossil Fuel | Natural gas | TWh/year | 39.03
HU | BL 2050 | Output | PES | Nuclear | Nuclear | TWh/year | 81.98
HU | BL 2050 | Output | PES | RES | Biomass | TWh/year | 85.44
HU | BL 2050 | Output | PES | RES | Hydro | TWh/year | 0.17
HU | BL 2050 | Output | PES | RES | Wind | TWh/year | 8.62
HU | BL 2050 | Output | PES | RES | Solar elec. | TWh/year | 4.83
HU | BL 2050 | Output | PES | RES | Geothermal elec. | TWh/year | 4.38
HU | BL 2050 | Output | PES | RES | Solar heat | TWh/year | 0.4
HU | BL 2050 | Output | PES | RES | Wave & tidal | TWh/year | 0
HU | BL 2050 | Output | PES | Trade | Export/Import | TWh/year | 0
HU | BL 2050 | Output | Emissions | Energy and industry | CO2-emissions | Mt | 20.445
HU | BL 2050 | Output | Electricity production | Thermal | Condensing power plants | TWh/year | 20.14
HU | BL 2050 | Output | Electricity production | Thermal | CHP plants (incl. waste) | TWh/year | 8.35
HU | BL 2050 | Output | Electricity production | Thermal | Industrial CHP | TWh/year | 0
HU | BL 2050 | Output | Electricity production | Nuclear | Nuclear power plants | TWh/year | 24.59
HU | BL 2050 | Output | Electricity production | RES | Geothermal power plants | TWh/year | 4.38
HU | BL 2050 | Output | Electricity production | RES | Onshore wind | TWh/year | 8.62
HU | BL 2050 | Output | Electricity production | RES | Offshore wind | TWh/year | 0
HU | BL 2050 | Output | Electricity production | RES | Photovoltaic | TWh/year | 4.83
HU | BL 2050 | Output | Electricity production | RES | Concentrated solar plants | TWh/year | 0
HU | BL 2050 | Output | Electricity production | RES | Wave & tidal | TWh/year | 0
HU | BL 2050 | Output | Electricity production | RES | Dammed hydro | TWh/year | 0
HU | BL 2050 | Output | Electricity production | RES | River hydro | TWh/year | 0.17
HU | BL 2050 | Output | Electricity production | Trade | Net import (+) / export (-) | TWh/year | 0
HU | BL 2050 | Output | Heat supply | Individual heating | Electric heating | TWh/year | 4.3
HU | BL 2050 | Output | Heat supply | Individual heating | Heat pumps | TWh/year | 0.13
HU | BL 2050 | Output | Heat supply | Individual heating | Boilers | TWh/year | 31.37
HU | BL 2050 | Output | Heat supply | Individual heating | Solar thermal | TWh/year | 0
HU | BL 2050 | Output | Heat supply | District heating | CHP plants | TWh/year | 9.39
HU | BL 2050 | Output | Heat supply | District heating | Fuel boilers | TWh/year | 2.04
HU | BL 2050 | Output | Heat supply | District heating | Electric boilers | TWh/year | 0
HU | BL 2050 | Output | Heat supply | District heating | Waste | TWh/year | 0
HU | BL 2050 | Output | Heat supply | District heating | Heat pumps | TWh/year | 0
HU | BL 2050 | Output | Heat supply | District heating | Industrial excess & waste incineration | TWh/year | 0.15
HU | BL 2050 | Output | Costs | Fuel | Fuel excl. natural gas exchange | M EUR | 5163
HU | BL 2050 | Output | Costs | Fuel | Natural gas exchange costs | M EUR | 1307
HU | BL 2050 | Output | Costs | Operation & Maintenance | Marginal operation costs | M EUR | 511
HU | BL 2050 | Output | Costs | Operation & Maintenance | Electricity exchange | M EUR | 0
HU | BL 2050 | Output | Costs | CO2 | CO2 emission costs | M EUR | 889
HU | BL 2050 | Output | Costs | Operation & Maintenance | Fixed operation costs | M EUR | 1164
HU | BL 2050 | Output | Costs | Annual investment | Annual investment costs | M EUR | 3602
HU | BL 2050 | Output | Annualised investment cost | Heating | DH - Solar thermal | M EUR | 5
HU | BL 2050 | Output | Annualised investment cost | Heating | DH - Combined heat & power | M EUR | 114
HU | BL 2050 | Output | Annualised investment cost | Heating | DH - Heat pumps | M EUR | 0
HU | BL 2050 | Output | Annualised investment cost | Heating | DH - Thermal storage | M EUR | 5
HU | BL 2050 | Output | Annualised investment cost | Heating | DH - Fuel & electric boilers | M EUR | 188
HU | BL 2050 | Output | Annualised investment cost | Electricity | Power plants | M EUR | 380
HU | BL 2050 | Output | Annualised investment cost | Electricity | Onshore wind | M EUR | 170
HU | BL 2050 | Output | Annualised investment cost | Electricity | Offshore wind | M EUR | 0
HU | BL 2050 | Output | Annualised investment cost | Electricity | Photovoltaic | M EUR | 112
HU | BL 2050 | Output | Annualised investment cost | Electricity | Other var. RES | M EUR | 0
HU | BL 2050 | Output | Annualised investment cost | Electricity | Hydro | M EUR | 6
HU | BL 2050 | Output | Annualised investment cost | Electricity | Nuclear plants | M EUR | 272
HU | BL 2050 | Output | Annualised investment cost | Electricity | Geothermal | M EUR | 83
HU | BL 2050 | Output | Annualised investment cost | Liquid & gas fuel plants | Electrolyser | M EUR | 42
HU | BL 2050 | Output | Annualised investment cost | Liquid & gas fuel plants | Hydrogen Storage | M EUR | 58
HU | BL 2050 | Output | Annualised investment cost | Electricity | Pump | M EUR | 0
HU | BL 2050 | Output | Annualised investment cost | Electricity | Turbine | M EUR | 0
HU | BL 2050 | Output | Annualised investment cost | Electricity | Pump Storage | M EUR | 0
HU | BL 2050 | Output | Annualised investment cost | Heating | Indv. boilers | M EUR | 490
HU | BL 2050 | Output | Annualised investment cost | Heating | Indv. CHP | M EUR | 0
HU | BL 2050 | Output | Annualised investment cost | Heating | Indv. heat pumps | M EUR | 5
HU | BL 2050 | Output | Annualised investment cost | Heating | Indv. electric heat | M EUR | 42
HU | BL 2050 | Output | Annualised investment cost | Heating | Indv. solar thermal | M EUR | 0
HU | BL 2050 | Output | Annualised investment cost | Liquid & gas fuel plants | BioGas Upgrade | M EUR | 0
HU | BL 2050 | Output | Annualised investment cost | Liquid & gas fuel plants | Gasification Upgrade | M EUR | 0
HU | BL 2050 | Output | Annualised investment cost | Heating | DH - Waste incineration | M EUR | 0
HU | BL 2050 | Output | Annualised investment cost | Liquid & gas fuel plants | Biogas Plant | M EUR | 0
HU | BL 2050 | Output | Annualised investment cost | Liquid & gas fuel plants | Gasification Plant | M EUR | 0
HU | BL 2050 | Output | Annualised investment cost | Liquid & gas fuel plants | BioDiesel Plant | M EUR | 14
HU | BL 2050 | Output | Annualised investment cost | Liquid & gas fuel plants | BioPetrol Plant | M EUR | 7
HU | BL 2050 | Output | Annualised investment cost | Liquid & gas fuel plants | BioJPPlant | M EUR | 0
HU | BL 2050 | Output | Annualised investment cost | Electricity | Concentrated solar plants | M EUR | 0
HU | BL 2050 | Output | Annualised investment cost | Liquid & gas fuel plants | Carbon Recycling | M EUR | 7
HU | BL 2050 | Output | Annualised investment cost | Liquid & gas fuel plants | JP Synthesis | M EUR | 0
HU | BL 2050 | Output | Annualised investment cost | Liquid & gas fuel plants | Methanation (CO2) | M EUR | 9
HU | BL 2050 | Output | Annualised investment cost | Water | Water desalination & storage | M EUR | 0
HU | BL 2050 | Output | Annualised investment cost | Liquid & gas fuel plants | Gas Storage | M EUR | 0
HU | BL 2050 | Output | Annualised investment cost | Liquid & gas fuel plants | Oil Storage | M EUR | 0
HU | BL 2050 | Output | Annualised investment cost | Liquid & gas fuel plants | Methanol Storage | M EUR | 0
HU | BL 2050 | Output | Annualised investment cost | Electricity | Interconnection | M EUR | 0
HU | BL 2050 | Output | Annualised investment cost | Heating | DH - Geothermal | M EUR | 2
HU | BL 2050 | Output | Annualised investment cost | Heating | DH - Industrial excess | M EUR | 0
HU | BL 2050 | Output | Annualised investment cost | Electricity | Indust. CHP Electr. | M EUR | 0
HU | BL 2050 | Output | Annualised investment cost | Heating | Indust. CHP Heat | M EUR | 0
HU | BL 2050 | Output | Annualised investment cost | Road vehicles | Vehicles | M EUR | 0
HU | BL 2050 | Output | Annualised investment cost | Heating | Estimated electricity grid reinforcement | M EUR | 0
HU | BL 2050 | Output | Annualised investment cost | Cooling | Cooling savings | M EUR | 16
HU | BL 2050 | Output | Annualised investment cost | Cooling | District cooling pipes | M EUR | 0
HU | BL 2050 | Output | Annualised investment cost | Cooling | Individual cooling | M EUR | 200
HU | BL 2050 | Output | Annualised investment cost | Cooling | District cooling | M EUR | 0
HU | BL 2050 | Output | Annualised investment cost | Heating | District heating substations | M EUR | 50
HU | BL 2050 | Output | Annualised investment cost | Heating | Heat savings | M EUR | 1231
HU | BL 2050 | Output | Annualised investment cost | Heating | District heating pipes | M EUR | 93
HU | BL 2050 | Output | Installed capacity | Heating | DH - Waste incineration | MWth | 0
HU | BL 2050 | Output | Installed capacity | Heating | DH - Solar thermal | MWth | 246
HU | BL 2050 | Output | Installed capacity | Heating | Indv. heat pumps | MWth | 42
HU | BL 2050 | Output | Installed capacity | Heating | Indv. boilers | MWth | 13549.4118
HU | BL 2050 | Output | Installed capacity | Cooling | Indv. cooling | MWe | 1224.697
HU | BL 2050 | Output | Installed capacity | Cooling | District cooling - chillers | MWth | 0
HU | BL 2050 | Output | Fuel individual boilers | Indiviual Boilers | Coal | TWh/year | 0
HU | BL 2050 | Output | Fuel individual boilers | Indiviual Boilers | Oil | TWh/year | 0
HU | BL 2050 | Output | Fuel individual boilers | Indiviual Boilers | Ngas | TWh/year | 30.15
HU | BL 2050 | Output | Fuel individual boilers | Indiviual Boilers | Biomass | TWh/year | 3.37
HU | CD Savings | Output | PES | Fossil Fuel | Coal | TWh/year | 0.84
HU | CD Savings | Output | PES | Fossil Fuel | Oil | TWh/year | 8.3
HU | CD Savings | Output | PES | Fossil Fuel | Natural gas | TWh/year | 29.88
HU | CD Savings | Output | PES | Nuclear | Nuclear | TWh/year | 10.38
HU | CD Savings | Output | PES | RES | Biomass | TWh/year | 137.96
HU | CD Savings | Output | PES | RES | Hydro | TWh/year | 0.17
HU | CD Savings | Output | PES | RES | Wind | TWh/year | 44.48
HU | CD Savings | Output | PES | RES | Solar elec. | TWh/year | 20.1
HU | CD Savings | Output | PES | RES | Geothermal elec. | TWh/year | 2.79
HU | CD Savings | Output | PES | RES | Solar heat | TWh/year | 0.4
HU | CD Savings | Output | PES | RES | Wave & tidal | TWh/year | 0
HU | CD Savings | Output | PES | Trade | Export/Import | TWh/year | -6.59
HU | CD Savings | Output | Emissions | Energy and industry | CO2-emissions | Mt | 8.597
HU | CD Savings | Output | Electricity production | Thermal | Condensing power plants | TWh/year | 44.09
HU | CD Savings | Output | Electricity production | Thermal | CHP plants (incl. waste) | TWh/year | 2.91
HU | CD Savings | Output | Electricity production | Thermal | Industrial CHP | TWh/year | 0
HU | CD Savings | Output | Electricity production | Nuclear | Nuclear power plants | TWh/year | 3.11
HU | CD Savings | Output | Electricity production | RES | Geothermal power plants | TWh/year | 2.79
HU | CD Savings | Output | Electricity production | RES | Onshore wind | TWh/year | 44.48
HU | CD Savings | Output | Electricity production | RES | Offshore wind | TWh/year | 0
HU | CD Savings | Output | Electricity production | RES | Photovoltaic | TWh/year | 20.1
HU | CD Savings | Output | Electricity production | RES | Concentrated solar plants | TWh/year | 0
HU | CD Savings | Output | Electricity production | RES | Wave & tidal | TWh/year | 0
HU | CD Savings | Output | Electricity production | RES | Dammed hydro | TWh/year | 0
HU | CD Savings | Output | Electricity production | RES | River hydro | TWh/year | 0.17
HU | CD Savings | Output | Electricity production | Trade | Net import (+) / export (-) | TWh/year | -6.59
HU | CD Savings | Output | Heat supply | Individual heating | Electric heating | TWh/year | 3.38
HU | CD Savings | Output | Heat supply | Individual heating | Heat pumps | TWh/year | 0.1
HU | CD Savings | Output | Heat supply | Individual heating | Boilers | TWh/year | 24.62
HU | CD Savings | Output | Heat supply | Individual heating | Solar thermal | TWh/year | 0
HU | CD Savings | Output | Heat supply | District heating | CHP plants | TWh/year | 7.57
HU | CD Savings | Output | Heat supply | District heating | Fuel boilers | TWh/year | 1.7
HU | CD Savings | Output | Heat supply | District heating | Electric boilers | TWh/year | 0
HU | CD Savings | Output | Heat supply | District heating | Waste | TWh/year | 0
HU | CD Savings | Output | Heat supply | District heating | Heat pumps | TWh/year | 0
HU | CD Savings | Output | Heat supply | District heating | Industrial excess & waste incineration | TWh/year | 0.15
HU | CD Savings | Output | Costs | Fuel | Fuel excl. natural gas exchange | M EUR | 5204
HU | CD Savings | Output | Costs | Fuel | Natural gas exchange costs | M EUR | 1000
HU | CD Savings | Output | Costs | Operation & Maintenance | Marginal operation costs | M EUR | 213
HU | CD Savings | Output | Costs | Operation & Maintenance | Electricity exchange | M EUR | 0
HU | CD Savings | Output | Costs | CO2 | CO2 emission costs | M EUR | 374
HU | CD Savings | Output | Costs | Operation & Maintenance | Fixed operation costs | M EUR | 2377
HU | CD Savings | Output | Costs | Annual investment | Annual investment costs | M EUR | 6098
HU | CD Savings | Output | Annualised investment cost | Heating | DH - Solar thermal | M EUR | 5
HU | CD Savings | Output | Annualised investment cost | Heating | DH - Combined heat & power | M EUR | 49
HU | CD Savings | Output | Annualised investment cost | Heating | DH - Heat pumps | M EUR | 0
HU | CD Savings | Output | Annualised investment cost | Heating | DH - Thermal storage | M EUR | 4
HU | CD Savings | Output | Annualised investment cost | Heating | DH - Fuel & electric boilers | M EUR | 100
HU | CD Savings | Output | Annualised investment cost | Electricity | Power plants | M EUR | 1033
HU | CD Savings | Output | Annualised investment cost | Electricity | Onshore wind | M EUR | 875
HU | CD Savings | Output | Annualised investment cost | Electricity | Offshore wind | M EUR | 0
HU | CD Savings | Output | Annualised investment cost | Electricity | Photovoltaic | M EUR | 465
HU | CD Savings | Output | Annualised investment cost | Electricity | Other var. RES | M EUR | 0
HU | CD Savings | Output | Annualised investment cost | Electricity | Hydro | M EUR | 6
HU | CD Savings | Output | Annualised investment cost | Electricity | Nuclear plants | M EUR | 34
HU | CD Savings | Output | Annualised investment cost | Electricity | Geothermal | M EUR | 53
HU | CD Savings | Output | Annualised investment cost | Liquid & gas fuel plants | Electrolyser | M EUR | 142
HU | CD Savings | Output | Annualised investment cost | Liquid & gas fuel plants | Hydrogen Storage | M EUR | 196
HU | CD Savings | Output | Annualised investment cost | Electricity | Pump | M EUR | 0
HU | CD Savings | Output | Annualised investment cost | Electricity | Turbine | M EUR | 0
HU | CD Savings | Output | Annualised investment cost | Electricity | Pump Storage | M EUR | 0
HU | CD Savings | Output | Annualised investment cost | Heating | Indv. boilers | M EUR | 582
HU | CD Savings | Output | Annualised investment cost | Heating | Indv. CHP | M EUR | 0
HU | CD Savings | Output | Annualised investment cost | Heating | Indv. heat pumps | M EUR | 5
HU | CD Savings | Output | Annualised investment cost | Heating | Indv. electric heat | M EUR | 42
HU | CD Savings | Output | Annualised investment cost | Heating | Indv. solar thermal | M EUR | 0
HU | CD Savings | Output | Annualised investment cost | Liquid & gas fuel plants | BioGas Upgrade | M EUR | 2
HU | CD Savings | Output | Annualised investment cost | Liquid & gas fuel plants | Gasification Upgrade | M EUR | 0
HU | CD Savings | Output | Annualised investment cost | Heating | DH - Waste incineration | M EUR | 0
HU | CD Savings | Output | Annualised investment cost | Liquid & gas fuel plants | Biogas Plant | M EUR | 7
HU | CD Savings | Output | Annualised investment cost | Liquid & gas fuel plants | Gasification Plant | M EUR | 0
HU | CD Savings | Output | Annualised investment cost | Liquid & gas fuel plants | BioDiesel Plant | M EUR | 27
HU | CD Savings | Output | Annualised investment cost | Liquid & gas fuel plants | BioPetrol Plant | M EUR | 118
HU | CD Savings | Output | Annualised investment cost | Liquid & gas fuel plants | BioJPPlant | M EUR | 0
HU | CD Savings | Output | Annualised investment cost | Electricity | Concentrated solar plants | M EUR | 0
HU | CD Savings | Output | Annualised investment cost | Liquid & gas fuel plants | Carbon Recycling | M EUR | 8
HU | CD Savings | Output | Annualised investment cost | Liquid & gas fuel plants | JP Synthesis | M EUR | 0
HU | CD Savings | Output | Annualised investment cost | Liquid & gas fuel plants | Methanation (CO2) | M EUR | 12
HU | CD Savings | Output | Annualised investment cost | Water | Water desalination & storage | M EUR | 0
HU | CD Savings | Output | Annualised investment cost | Liquid & gas fuel plants | Gas Storage | M EUR | 0
HU | CD Savings | Output | Annualised investment cost | Liquid & gas fuel plants | Oil Storage | M EUR | 0
HU | CD Savings | Output | Annualised investment cost | Liquid & gas fuel plants | Methanol Storage | M EUR | 0
HU | CD Savings | Output | Annualised investment cost | Electricity | Interconnection | M EUR | 0
HU | CD Savings | Output | Annualised investment cost | Heating | DH - Geothermal | M EUR | 2
HU | CD Savings | Output | Annualised investment cost | Heating | DH - Industrial excess | M EUR | 0
HU | CD Savings | Output | Annualised investment cost | Electricity | Indust. CHP Electr. | M EUR | 0
HU | CD Savings | Output | Annualised investment cost | Heating | Indust. CHP Heat | M EUR | 0
HU | CD Savings | Output | Annualised investment cost | Road vehicles | Vehicles | M EUR | 0
HU | CD Savings | Output | Annualised investment cost | Heating | Estimated electricity grid reinforcement | M EUR | 419
HU | CD Savings | Output | Annualised investment cost | Cooling | Cooling savings | M EUR | 16
HU | CD Savings | Output | Annualised investment cost | Cooling | District cooling pipes | M EUR | 10
HU | CD Savings | Output | Annualised investment cost | Cooling | Individual cooling | M EUR | 191
HU | CD Savings | Output | Annualised investment cost | Cooling | District cooling | M EUR | 2
HU | CD Savings | Output | Annualised investment cost | Heating | District heating substations | M EUR | 50
HU | CD Savings | Output | Annualised investment cost | Heating | Heat savings | M EUR | 1458
HU | CD Savings | Output | Annualised investment cost | Heating | District heating pipes | M EUR | 181
HU | CD Savings | Output | Installed capacity | Heating | DH - Waste incineration | MWth | 0
HU | CD Savings | Output | Installed capacity | Heating | DH - Solar thermal | MWth | 267
HU | CD Savings | Output | Installed capacity | Heating | Indv. heat pumps | MWth | 35
HU | CD Savings | Output | Installed capacity | Heating | Indv. boilers | MWth | 10398.8235
HU | CD Savings | Output | Installed capacity | Cooling | Indv. cooling | MWe | 1164.2424
HU | CD Savings | Output | Installed capacity | Cooling | District cooling - chillers | MWth | 390
HU | CD Savings | Output | Fuel individual boilers | Indiviual Boilers | Coal | TWh/year | 0
HU | CD Savings | Output | Fuel individual boilers | Indiviual Boilers | Oil | TWh/year | 0
HU | CD Savings | Output | Fuel individual boilers | Indiviual Boilers | Ngas | TWh/year | 23.66
HU | CD Savings | Output | Fuel individual boilers | Indiviual Boilers | Biomass | TWh/year | 2.64
HU | CD 2050 | Output | PES | Fossil Fuel | Coal | TWh/year | 0.85
HU | CD 2050 | Output | PES | Fossil Fuel | Oil | TWh/year | 9.18
HU | CD 2050 | Output | PES | Fossil Fuel | Natural gas | TWh/year | 40.24
HU | CD 2050 | Output | PES | Nuclear | Nuclear | TWh/year | 10.38
HU | CD 2050 | Output | PES | RES | Biomass | TWh/year | 141.49
HU | CD 2050 | Output | PES | RES | Hydro | TWh/year | 0.17
HU | CD 2050 | Output | PES | RES | Wind | TWh/year | 44.48
HU | CD 2050 | Output | PES | RES | Solar elec. | TWh/year | 20.1
HU | CD 2050 | Output | PES | RES | Geothermal elec. | TWh/year | 2.79
HU | CD 2050 | Output | PES | RES | Solar heat | TWh/year | 0.4
HU | CD 2050 | Output | PES | RES | Wave & tidal | TWh/year | 0
HU | CD 2050 | Output | PES | Trade | Export/Import | TWh/year | -5.45
HU | CD 2050 | Output | Emissions | Energy and industry | CO2-emissions | Mt | 10.953
HU | CD 2050 | Output | Electricity production | Thermal | Condensing power plants | TWh/year | 45.19
HU | CD 2050 | Output | Electricity production | Thermal | CHP plants (incl. waste) | TWh/year | 7.46
HU | CD 2050 | Output | Electricity production | Thermal | Industrial CHP | TWh/year | 0
HU | CD 2050 | Output | Electricity production | Nuclear | Nuclear power plants | TWh/year | 3.11
HU | CD 2050 | Output | Electricity production | RES | Geothermal power plants | TWh/year | 2.79
HU | CD 2050 | Output | Electricity production | RES | Onshore wind | TWh/year | 44.48
HU | CD 2050 | Output | Electricity production | RES | Offshore wind | TWh/year | 0
HU | CD 2050 | Output | Electricity production | RES | Photovoltaic | TWh/year | 20.1
HU | CD 2050 | Output | Electricity production | RES | Concentrated solar plants | TWh/year | 0
HU | CD 2050 | Output | Electricity production | RES | Wave & tidal | TWh/year | 0
HU | CD 2050 | Output | Electricity production | RES | Dammed hydro | TWh/year | 0
HU | CD 2050 | Output | Electricity production | RES | River hydro | TWh/year | 0.17
HU | CD 2050 | Output | Electricity production | Trade | Net import (+) / export (-) | TWh/year | -5.45
HU | CD 2050 | Output | Heat supply | Individual heating | Electric heating | TWh/year | 4.3
HU | CD 2050 | Output | Heat supply | Individual heating | Heat pumps | TWh/year | 0.13
HU | CD 2050 | Output | Heat supply | Individual heating | Boilers | TWh/year | 31.37
HU | CD 2050 | Output | Heat supply | Individual heating | Solar thermal | TWh/year | 0
HU | CD 2050 | Output | Heat supply | District heating | CHP plants | TWh/year | 8.39
HU | CD 2050 | Output | Heat supply | District heating | Fuel boilers | TWh/year | 3.06
HU | CD 2050 | Output | Heat supply | District heating | Electric boilers | TWh/year | 0
HU | CD 2050 | Output | Heat supply | District heating | Waste | TWh/year | 0
HU | CD 2050 | Output | Heat supply | District heating | Heat pumps | TWh/year | 0
HU | CD 2050 | Output | Heat supply | District heating | Industrial excess & waste incineration | TWh/year | 0.15
HU | CD 2050 | Output | Costs | Fuel | Fuel excl. natural gas exchange | M EUR | 5483
HU | CD 2050 | Output | Costs | Fuel | Natural gas exchange costs | M EUR | 1347
HU | CD 2050 | Output | Costs | Operation & Maintenance | Marginal operation costs | M EUR | 228
HU | CD 2050 | Output | Costs | Operation & Maintenance | Electricity exchange | M EUR | 0
HU | CD 2050 | Output | Costs | CO2 | CO2 emission costs | M EUR | 476
HU | CD 2050 | Output | Costs | Operation & Maintenance | Fixed operation costs | M EUR | 2298
HU | CD 2050 | Output | Costs | Annual investment | Annual investment costs | M EUR | 5456
HU | CD 2050 | Output | Annualised investment cost | Heating | DH - Solar thermal | M EUR | 5
HU | CD 2050 | Output | Annualised investment cost | Heating | DH - Combined heat & power | M EUR | 107
HU | CD 2050 | Output | Annualised investment cost | Heating | DH - Heat pumps | M EUR | 0
HU | CD 2050 | Output | Annualised investment cost | Heating | DH - Thermal storage | M EUR | 5
HU | CD 2050 | Output | Annualised investment cost | Heating | DH - Fuel & electric boilers | M EUR | 183
HU | CD 2050 | Output | Annualised investment cost | Electricity | Power plants | M EUR | 852
HU | CD 2050 | Output | Annualised investment cost | Electricity | Onshore wind | M EUR | 875
HU | CD 2050 | Output | Annualised investment cost | Electricity | Offshore wind | M EUR | 0
HU | CD 2050 | Output | Annualised investment cost | Electricity | Photovoltaic | M EUR | 465
HU | CD 2050 | Output | Annualised investment cost | Electricity | Other var. RES | M EUR | 0
HU | CD 2050 | Output | Annualised investment cost | Electricity | Hydro | M EUR | 6
HU | CD 2050 | Output | Annualised investment cost | Electricity | Nuclear plants | M EUR | 34
HU | CD 2050 | Output | Annualised investment cost | Electricity | Geothermal | M EUR | 53
HU | CD 2050 | Output | Annualised investment cost | Liquid & gas fuel plants | Electrolyser | M EUR | 152
HU | CD 2050 | Output | Annualised investment cost | Liquid & gas fuel plants | Hydrogen Storage | M EUR | 209
HU | CD 2050 | Output | Annualised investment cost | Electricity | Pump | M EUR | 0
HU | CD 2050 | Output | Annualised investment cost | Electricity | Turbine | M EUR | 0
HU | CD 2050 | Output | Annualised investment cost | Electricity | Pump Storage | M EUR | 0
HU | CD 2050 | Output | Annualised investment cost | Heating | Indv. boilers | M EUR | 582
HU | CD 2050 | Output | Annualised investment cost | Heating | Indv. CHP | M EUR | 0
HU | CD 2050 | Output | Annualised investment cost | Heating | Indv. heat pumps | M EUR | 5
HU | CD 2050 | Output | Annualised investment cost | Heating | Indv. electric heat | M EUR | 42
HU | CD 2050 | Output | Annualised investment cost | Heating | Indv. solar thermal | M EUR | 0
HU | CD 2050 | Output | Annualised investment cost | Liquid & gas fuel plants | BioGas Upgrade | M EUR | 0
HU | CD 2050 | Output | Annualised investment cost | Liquid & gas fuel plants | Gasification Upgrade | M EUR | 0
HU | CD 2050 | Output | Annualised investment cost | Heating | DH - Waste incineration | M EUR | 0
HU | CD 2050 | Output | Annualised investment cost | Liquid & gas fuel plants | Biogas Plant | M EUR | 0
HU | CD 2050 | Output | Annualised investment cost | Liquid & gas fuel plants | Gasification Plant | M EUR | 0
HU | CD 2050 | Output | Annualised investment cost | Liquid & gas fuel plants | BioDiesel Plant | M EUR | 27
HU | CD 2050 | Output | Annualised investment cost | Liquid & gas fuel plants | BioPetrol Plant | M EUR | 118
HU | CD 2050 | Output | Annualised investment cost | Liquid & gas fuel plants | BioJPPlant | M EUR | 0
HU | CD 2050 | Output | Annualised investment cost | Electricity | Concentrated solar plants | M EUR | 0
HU | CD 2050 | Output | Annualised investment cost | Liquid & gas fuel plants | Carbon Recycling | M EUR | 8
HU | CD 2050 | Output | Annualised investment cost | Liquid & gas fuel plants | JP Synthesis | M EUR | 0
HU | CD 2050 | Output | Annualised investment cost | Liquid & gas fuel plants | Methanation (CO2) | M EUR | 12
HU | CD 2050 | Output | Annualised investment cost | Water | Water desalination & storage | M EUR | 0
HU | CD 2050 | Output | Annualised investment cost | Liquid & gas fuel plants | Gas Storage | M EUR | 0
HU | CD 2050 | Output | Annualised investment cost | Liquid & gas fuel plants | Oil Storage | M EUR | 0
HU | CD 2050 | Output | Annualised investment cost | Liquid & gas fuel plants | Methanol Storage | M EUR | 0
HU | CD 2050 | Output | Annualised investment cost | Electricity | Interconnection | M EUR | 0
HU | CD 2050 | Output | Annualised investment cost | Heating | DH - Geothermal | M EUR | 2
HU | CD 2050 | Output | Annualised investment cost | Heating | DH - Industrial excess | M EUR | 0
HU | CD 2050 | Output | Annualised investment cost | Electricity | Indust. CHP Electr. | M EUR | 0
HU | CD 2050 | Output | Annualised investment cost | Heating | Indust. CHP Heat | M EUR | 0
HU | CD 2050 | Output | Annualised investment cost | Road vehicles | Vehicles | M EUR | 0
HU | CD 2050 | Output | Annualised investment cost | Heating | Estimated electricity grid reinforcement | M EUR | 121
HU | CD 2050 | Output | Annualised investment cost | Cooling | Cooling savings | M EUR | 16
HU | CD 2050 | Output | Annualised investment cost | Cooling | District cooling pipes | M EUR | 0
HU | CD 2050 | Output | Annualised investment cost | Cooling | Individual cooling | M EUR | 200
HU | CD 2050 | Output | Annualised investment cost | Cooling | District cooling | M EUR | 0
HU | CD 2050 | Output | Annualised investment cost | Heating | District heating substations | M EUR | 50
HU | CD 2050 | Output | Annualised investment cost | Heating | Heat savings | M EUR | 1231
HU | CD 2050 | Output | Annualised investment cost | Heating | District heating pipes | M EUR | 93
HU | CD 2050 | Output | Installed capacity | Heating | DH - Waste incineration | MWth | 0
HU | CD 2050 | Output | Installed capacity | Heating | DH - Solar thermal | MWth | 242
HU | CD 2050 | Output | Installed capacity | Heating | Indv. heat pumps | MWth | 45.5
HU | CD 2050 | Output | Installed capacity | Heating | Indv. boilers | MWth | 13549.4118
HU | CD 2050 | Output | Installed capacity | Cooling | Indv. cooling | MWe | 1224.697
HU | CD 2050 | Output | Installed capacity | Cooling | District cooling - chillers | MWth | 0
HU | CD 2050 | Output | Fuel individual boilers | Indiviual Boilers | Coal | TWh/year | 0
HU | CD 2050 | Output | Fuel individual boilers | Indiviual Boilers | Oil | TWh/year | 0
HU | CD 2050 | Output | Fuel individual boilers | Indiviual Boilers | Ngas | TWh/year | 30.15
HU | CD 2050 | Output | Fuel individual boilers | Indiviual Boilers | Biomass | TWh/year | 3.37
HU | HRE 2050 | Output | PES | Fossil Fuel | Coal | TWh/year | 0.84
HU | HRE 2050 | Output | PES | Fossil Fuel | Oil | TWh/year | 8.3
HU | HRE 2050 | Output | PES | Fossil Fuel | Natural gas | TWh/year | 6.21
HU | HRE 2050 | Output | PES | Nuclear | Nuclear | TWh/year | 10.38
HU | HRE 2050 | Output | PES | RES | Biomass | TWh/year | 135.28
HU | HRE 2050 | Output | PES | RES | Hydro | TWh/year | 0.17
HU | HRE 2050 | Output | PES | RES | Wind | TWh/year | 42.46
HU | HRE 2050 | Output | PES | RES | Solar elec. | TWh/year | 20.1
HU | HRE 2050 | Output | PES | RES | Geothermal elec. | TWh/year | 2.79
HU | HRE 2050 | Output | PES | RES | Solar heat | TWh/year | 0.31
HU | HRE 2050 | Output | PES | RES | Wave & tidal | TWh/year | 0
HU | HRE 2050 | Output | PES | Trade | Export/Import | TWh/year | -4.85
HU | HRE 2050 | Output | Emissions | Energy and industry | CO2-emissions | Mt | 3.75
HU | HRE 2050 | Output | Electricity production | Thermal | Condensing power plants | TWh/year | 48.22
HU | HRE 2050 | Output | Electricity production | Thermal | CHP plants (incl. waste) | TWh/year | 4.04
HU | HRE 2050 | Output | Electricity production | Thermal | Industrial CHP | TWh/year | 0
HU | HRE 2050 | Output | Electricity production | Nuclear | Nuclear power plants | TWh/year | 3.11
HU | HRE 2050 | Output | Electricity production | RES | Geothermal power plants | TWh/year | 2.79
HU | HRE 2050 | Output | Electricity production | RES | Onshore wind | TWh/year | 42.46
HU | HRE 2050 | Output | Electricity production | RES | Offshore wind | TWh/year | 0
HU | HRE 2050 | Output | Electricity production | RES | Photovoltaic | TWh/year | 20.1
HU | HRE 2050 | Output | Electricity production | RES | Concentrated solar plants | TWh/year | 0
HU | HRE 2050 | Output | Electricity production | RES | Wave & tidal | TWh/year | 0
HU | HRE 2050 | Output | Electricity production | RES | Dammed hydro | TWh/year | 0
HU | HRE 2050 | Output | Electricity production | RES | River hydro | TWh/year | 0.17
HU | HRE 2050 | Output | Electricity production | Trade | Net import (+) / export (-) | TWh/year | -4.85
HU | HRE 2050 | Output | Heat supply | Individual heating | Electric heating | TWh/year | 0
HU | HRE 2050 | Output | Heat supply | Individual heating | Heat pumps | TWh/year | 26.23
HU | HRE 2050 | Output | Heat supply | Individual heating | Boilers | TWh/year | 0
HU | HRE 2050 | Output | Heat supply | Individual heating | Solar thermal | TWh/year | 0
HU | HRE 2050 | Output | Heat supply | District heating | CHP plants | TWh/year | 4.54
HU | HRE 2050 | Output | Heat supply | District heating | Fuel boilers | TWh/year | 0.57
HU | HRE 2050 | Output | Heat supply | District heating | Electric boilers | TWh/year | 0.1
HU | HRE 2050 | Output | Heat supply | District heating | Waste | TWh/year | 0
HU | HRE 2050 | Output | Heat supply | District heating | Heat pumps | TWh/year | 3.16
HU | HRE 2050 | Output | Heat supply | District heating | Industrial excess & waste incineration | TWh/year | 3.6
HU | HRE 2050 | Output | Costs | Fuel | Fuel excl. natural gas exchange | M EUR | 4824
HU | HRE 2050 | Output | Costs | Fuel | Natural gas exchange costs | M EUR | 208
HU | HRE 2050 | Output | Costs | Operation & Maintenance | Marginal operation costs | M EUR | 227
HU | HRE 2050 | Output | Costs | Operation & Maintenance | Electricity exchange | M EUR | 0
HU | HRE 2050 | Output | Costs | CO2 | CO2 emission costs | M EUR | 163
HU | HRE 2050 | Output | Costs | Operation & Maintenance | Fixed operation costs | M EUR | 2193
HU | HRE 2050 | Output | Costs | Annual investment | Annual investment costs | M EUR | 6702
HU | HRE 2050 | Output | Annualised investment cost | Heating | DH - Solar thermal | M EUR | 4
HU | HRE 2050 | Output | Annualised investment cost | Heating | DH - Combined heat & power | M EUR | 61
HU | HRE 2050 | Output | Annualised investment cost | Heating | DH - Heat pumps | M EUR | 37
HU | HRE 2050 | Output | Annualised investment cost | Heating | DH - Thermal storage | M EUR | 4
HU | HRE 2050 | Output | Annualised investment cost | Heating | DH - Fuel & electric boilers | M EUR | 101
HU | HRE 2050 | Output | Annualised investment cost | Electricity | Power plants | M EUR | 1021
HU | HRE 2050 | Output | Annualised investment cost | Electricity | Onshore wind | M EUR | 836
HU | HRE 2050 | Output | Annualised investment cost | Electricity | Offshore wind | M EUR | 0
HU | HRE 2050 | Output | Annualised investment cost | Electricity | Photovoltaic | M EUR | 465
HU | HRE 2050 | Output | Annualised investment cost | Electricity | Other var. RES | M EUR | 0
HU | HRE 2050 | Output | Annualised investment cost | Electricity | Hydro | M EUR | 6
HU | HRE 2050 | Output | Annualised investment cost | Electricity | Nuclear plants | M EUR | 34
HU | HRE 2050 | Output | Annualised investment cost | Electricity | Geothermal | M EUR | 53
HU | HRE 2050 | Output | Annualised investment cost | Liquid & gas fuel plants | Electrolyser | M EUR | 142
HU | HRE 2050 | Output | Annualised investment cost | Liquid & gas fuel plants | Hydrogen Storage | M EUR | 196
HU | HRE 2050 | Output | Annualised investment cost | Electricity | Pump | M EUR | 0
HU | HRE 2050 | Output | Annualised investment cost | Electricity | Turbine | M EUR | 0
HU | HRE 2050 | Output | Annualised investment cost | Electricity | Pump Storage | M EUR | 0
HU | HRE 2050 | Output | Annualised investment cost | Heating | Indv. boilers | M EUR | 0
HU | HRE 2050 | Output | Annualised investment cost | Heating | Indv. CHP | M EUR | 0
HU | HRE 2050 | Output | Annualised investment cost | Heating | Indv. heat pumps | M EUR | 1248
HU | HRE 2050 | Output | Annualised investment cost | Heating | Indv. electric heat | M EUR | 0
HU | HRE 2050 | Output | Annualised investment cost | Heating | Indv. solar thermal | M EUR | 0
HU | HRE 2050 | Output | Annualised investment cost | Liquid & gas fuel plants | BioGas Upgrade | M EUR | 2
HU | HRE 2050 | Output | Annualised investment cost | Liquid & gas fuel plants | Gasification Upgrade | M EUR | 0
HU | HRE 2050 | Output | Annualised investment cost | Heating | DH - Waste incineration | M EUR | 0
HU | HRE 2050 | Output | Annualised investment cost | Liquid & gas fuel plants | Biogas Plant | M EUR | 7
HU | HRE 2050 | Output | Annualised investment cost | Liquid & gas fuel plants | Gasification Plant | M EUR | 0
HU | HRE 2050 | Output | Annualised investment cost | Liquid & gas fuel plants | BioDiesel Plant | M EUR | 27
HU | HRE 2050 | Output | Annualised investment cost | Liquid & gas fuel plants | BioPetrol Plant | M EUR | 118
HU | HRE 2050 | Output | Annualised investment cost | Liquid & gas fuel plants | BioJPPlant | M EUR | 0
HU | HRE 2050 | Output | Annualised investment cost | Electricity | Concentrated solar plants | M EUR | 0
HU | HRE 2050 | Output | Annualised investment cost | Liquid & gas fuel plants | Carbon Recycling | M EUR | 8
HU | HRE 2050 | Output | Annualised investment cost | Liquid & gas fuel plants | JP Synthesis | M EUR | 0
HU | HRE 2050 | Output | Annualised investment cost | Liquid & gas fuel plants | Methanation (CO2) | M EUR | 12
HU | HRE 2050 | Output | Annualised investment cost | Water | Water desalination & storage | M EUR | 0
HU | HRE 2050 | Output | Annualised investment cost | Liquid & gas fuel plants | Gas Storage | M EUR | 0
HU | HRE 2050 | Output | Annualised investment cost | Liquid & gas fuel plants | Oil Storage | M EUR | 0
HU | HRE 2050 | Output | Annualised investment cost | Liquid & gas fuel plants | Methanol Storage | M EUR | 0
HU | HRE 2050 | Output | Annualised investment cost | Electricity | Interconnection | M EUR | 0
HU | HRE 2050 | Output | Annualised investment cost | Heating | DH - Geothermal | M EUR | 3
HU | HRE 2050 | Output | Annualised investment cost | Heating | DH - Industrial excess | M EUR | 0
HU | HRE 2050 | Output | Annualised investment cost | Electricity | Indust. CHP Electr. | M EUR | 0
HU | HRE 2050 | Output | Annualised investment cost | Heating | Indust. CHP Heat | M EUR | 0
HU | HRE 2050 | Output | Annualised investment cost | Road vehicles | Vehicles | M EUR | 0
HU | HRE 2050 | Output | Annualised investment cost | Heating | Estimated electricity grid reinforcement | M EUR | 393
HU | HRE 2050 | Output | Annualised investment cost | Cooling | Cooling savings | M EUR | 16
HU | HRE 2050 | Output | Annualised investment cost | Cooling | District cooling pipes | M EUR | 10
HU | HRE 2050 | Output | Annualised investment cost | Cooling | Individual cooling | M EUR | 191
HU | HRE 2050 | Output | Annualised investment cost | Cooling | District cooling | M EUR | 2
HU | HRE 2050 | Output | Annualised investment cost | Heating | District heating substations | M EUR | 61
HU | HRE 2050 | Output | Annualised investment cost | Heating | Heat savings | M EUR | 1458
HU | HRE 2050 | Output | Annualised investment cost | Heating | District heating pipes | M EUR | 181
HU | HRE 2050 | Output | Installed capacity | Heating | DH - Waste incineration | MWth | 0
HU | HRE 2050 | Output | Installed capacity | Heating | DH - Solar thermal | MWth | 192
HU | HRE 2050 | Output | Installed capacity | Heating | Indv. heat pumps | MWth | 9418.5
HU | HRE 2050 | Output | Installed capacity | Heating | Indv. boilers | MWth | 0
HU | HRE 2050 | Output | Installed capacity | Cooling | Indv. cooling | MWe | 1164.2424
HU | HRE 2050 | Output | Installed capacity | Cooling | District cooling - chillers | MWth | 390
HU | HRE 2050 | Output | Fuel individual boilers | Indiviual Boilers | Coal | TWh/year | 0
HU | HRE 2050 | Output | Fuel individual boilers | Indiviual Boilers | Oil | TWh/year | 0
HU | HRE 2050 | Output | Fuel individual boilers | Indiviual Boilers | Ngas | TWh/year | 0
HU | HRE 2050 | Output | Fuel individual boilers | Indiviual Boilers | Biomass | TWh/year | 0
IT | BL 2015 | Output | PES | Fossil Fuel | Coal | TWh/year | 168.13
IT | BL 2015 | Output | PES | Fossil Fuel | Oil | TWh/year | 622.57
IT | BL 2015 | Output | PES | Fossil Fuel | Natural gas | TWh/year | 832.89
IT | BL 2015 | Output | PES | Nuclear | Nuclear | TWh/year | 0
IT | BL 2015 | Output | PES | RES | Biomass | TWh/year | 131.26
IT | BL 2015 | Output | PES | RES | Hydro | TWh/year | 39
IT | BL 2015 | Output | PES | RES | Wind | TWh/year | 8.22
IT | BL 2015 | Output | PES | RES | Solar elec. | TWh/year | 4.8
IT | BL 2015 | Output | PES | RES | Geothermal elec. | TWh/year | 4.89
IT | BL 2015 | Output | PES | RES | Solar heat | TWh/year | 1.31
IT | BL 2015 | Output | PES | RES | Wave & tidal | TWh/year | 0
IT | BL 2015 | Output | PES | Trade | Export/Import | TWh/year | 0
IT | BL 2015 | Output | Emissions | Energy and industry | CO2-emissions | Mt | 393.767
IT | BL 2015 | Output | Electricity production | Thermal | Condensing power plants | TWh/year | 215.6
IT | BL 2015 | Output | Electricity production | Thermal | CHP plants (incl. waste) | TWh/year | 21.73
IT | BL 2015 | Output | Electricity production | Thermal | Industrial CHP | TWh/year | 18.25
IT | BL 2015 | Output | Electricity production | Nuclear | Nuclear power plants | TWh/year | 0
IT | BL 2015 | Output | Electricity production | RES | Geothermal power plants | TWh/year | 4.89
IT | BL 2015 | Output | Electricity production | RES | Onshore wind | TWh/year | 8.22
IT | BL 2015 | Output | Electricity production | RES | Offshore wind | TWh/year | 0
IT | BL 2015 | Output | Electricity production | RES | Photovoltaic | TWh/year | 4.8
IT | BL 2015 | Output | Electricity production | RES | Concentrated solar plants | TWh/year | 0
IT | BL 2015 | Output | Electricity production | RES | Wave & tidal | TWh/year | 0
IT | BL 2015 | Output | Electricity production | RES | Dammed hydro | TWh/year | 30.68
IT | BL 2015 | Output | Electricity production | RES | River hydro | TWh/year | 8.32
IT | BL 2015 | Output | Electricity production | Trade | Net import (+) / export (-) | TWh/year | 0
IT | BL 2015 | Output | Heat supply | Individual heating | Electric heating | TWh/year | 21.59
IT | BL 2015 | Output | Heat supply | Individual heating | Heat pumps | TWh/year | 0.43
IT | BL 2015 | Output | Heat supply | Individual heating | Boilers | TWh/year | 304.77
IT | BL 2015 | Output | Heat supply | Individual heating | Solar thermal | TWh/year | 1.31
IT | BL 2015 | Output | Heat supply | District heating | CHP plants | TWh/year | 30.39
IT | BL 2015 | Output | Heat supply | District heating | Fuel boilers | TWh/year | 5.71
IT | BL 2015 | Output | Heat supply | District heating | Electric boilers | TWh/year | 0
IT | BL 2015 | Output | Heat supply | District heating | Waste | TWh/year | 0
IT | BL 2015 | Output | Heat supply | District heating | Heat pumps | TWh/year | 0.29
IT | BL 2015 | Output | Heat supply | District heating | Industrial excess & waste incineration | TWh/year | 0.3
IT | BL 2015 | Output | Costs | Fuel | Fuel excl. natural gas exchange | M EUR | 35702
IT | BL 2015 | Output | Costs | Fuel | Natural gas exchange costs | M EUR | 27369
IT | BL 2015 | Output | Costs | Operation & Maintenance | Marginal operation costs | M EUR | 738
IT | BL 2015 | Output | Costs | Operation & Maintenance | Electricity exchange | M EUR | 0
IT | BL 2015 | Output | Costs | CO2 | CO2 emission costs | M EUR | 2205
IT | BL 2015 | Output | Costs | Operation & Maintenance | Fixed operation costs | M EUR | 8915
IT | BL 2015 | Output | Costs | Annual investment | Annual investment costs | M EUR | 29422
IT | BL 2015 | Output | Annualised investment cost | Heating | DH - Solar thermal | M EUR | 0
IT | BL 2015 | Output | Annualised investment cost | Heating | DH - Combined heat & power | M EUR | 232
IT | BL 2015 | Output | Annualised investment cost | Heating | DH - Heat pumps | M EUR | 1
IT | BL 2015 | Output | Annualised investment cost | Heating | DH - Thermal storage | M EUR | 7
IT | BL 2015 | Output | Annualised investment cost | Heating | DH - Fuel & electric boilers | M EUR | 243
IT | BL 2015 | Output | Annualised investment cost | Electricity | Power plants | M EUR | 2543
IT | BL 2015 | Output | Annualised investment cost | Electricity | Onshore wind | M EUR | 305
IT | BL 2015 | Output | Annualised investment cost | Electricity | Offshore wind | M EUR | 0
IT | BL 2015 | Output | Annualised investment cost | Electricity | Photovoltaic | M EUR | 230
IT | BL 2015 | Output | Annualised investment cost | Electricity | Other var. RES | M EUR | 0
IT | BL 2015 | Output | Annualised investment cost | Electricity | Hydro | M EUR | 1629
IT | BL 2015 | Output | Annualised investment cost | Electricity | Nuclear plants | M EUR | 0
IT | BL 2015 | Output | Annualised investment cost | Electricity | Geothermal | M EUR | 176
IT | BL 2015 | Output | Annualised investment cost | Liquid & gas fuel plants | Electrolyser | M EUR | 0
IT | BL 2015 | Output | Annualised investment cost | Liquid & gas fuel plants | Hydrogen Storage | M EUR | 0
IT | BL 2015 | Output | Annualised investment cost | Electricity | Pump | M EUR | 0
IT | BL 2015 | Output | Annualised investment cost | Electricity | Turbine | M EUR | 0
IT | BL 2015 | Output | Annualised investment cost | Electricity | Pump Storage | M EUR | 0
IT | BL 2015 | Output | Annualised investment cost | Heating | Indv. boilers | M EUR | 6288
IT | BL 2015 | Output | Annualised investment cost | Heating | Indv. CHP | M EUR | 0
IT | BL 2015 | Output | Annualised investment cost | Heating | Indv. heat pumps | M EUR | 23
IT | BL 2015 | Output | Annualised investment cost | Heating | Indv. electric heat | M EUR | 196
IT | BL 2015 | Output | Annualised investment cost | Heating | Indv. solar thermal | M EUR | 121
IT | BL 2015 | Output | Annualised investment cost | Liquid & gas fuel plants | BioGas Upgrade | M EUR | 0
IT | BL 2015 | Output | Annualised investment cost | Liquid & gas fuel plants | Gasification Upgrade | M EUR | 0
IT | BL 2015 | Output | Annualised investment cost | Heating | DH - Waste incineration | M EUR | 0
IT | BL 2015 | Output | Annualised investment cost | Liquid & gas fuel plants | Biogas Plant | M EUR | 0
IT | BL 2015 | Output | Annualised investment cost | Liquid & gas fuel plants | Gasification Plant | M EUR | 0
IT | BL 2015 | Output | Annualised investment cost | Liquid & gas fuel plants | BioDiesel Plant | M EUR | 558
IT | BL 2015 | Output | Annualised investment cost | Liquid & gas fuel plants | BioPetrol Plant | M EUR | 99
IT | BL 2015 | Output | Annualised investment cost | Liquid & gas fuel plants | BioJPPlant | M EUR | 0
IT | BL 2015 | Output | Annualised investment cost | Electricity | Concentrated solar plants | M EUR | 0
IT | BL 2015 | Output | Annualised investment cost | Liquid & gas fuel plants | Carbon Recycling | M EUR | 0
IT | BL 2015 | Output | Annualised investment cost | Liquid & gas fuel plants | JP Synthesis | M EUR | 0
IT | BL 2015 | Output | Annualised investment cost | Liquid & gas fuel plants | Methanation (CO2) | M EUR | 0
IT | BL 2015 | Output | Annualised investment cost | Water | Water desalination & storage | M EUR | 0
IT | BL 2015 | Output | Annualised investment cost | Liquid & gas fuel plants | Gas Storage | M EUR | 0
IT | BL 2015 | Output | Annualised investment cost | Liquid & gas fuel plants | Oil Storage | M EUR | 0
IT | BL 2015 | Output | Annualised investment cost | Liquid & gas fuel plants | Methanol Storage | M EUR | 0
IT | BL 2015 | Output | Annualised investment cost | Electricity | Interconnection | M EUR | 0
IT | BL 2015 | Output | Annualised investment cost | Heating | DH - Geothermal | M EUR | 3
IT | BL 2015 | Output | Annualised investment cost | Heating | DH - Industrial excess | M EUR | 0
IT | BL 2015 | Output | Annualised investment cost | Electricity | Indust. CHP Electr. | M EUR | 56
IT | BL 2015 | Output | Annualised investment cost | Heating | Indust. CHP Heat | M EUR | 0
IT | BL 2015 | Output | Annualised investment cost | Road vehicles | Vehicles | M EUR | 0
IT | BL 2015 | Output | Annualised investment cost | Heating | Estimated electricity grid reinforcement | M EUR | 0
IT | BL 2015 | Output | Annualised investment cost | Cooling | Cooling savings | M EUR | 171
IT | BL 2015 | Output | Annualised investment cost | Cooling | District cooling pipes | M EUR | 0
IT | BL 2015 | Output | Annualised investment cost | Cooling | Individual cooling | M EUR | 752
IT | BL 2015 | Output | Annualised investment cost | Cooling | District cooling | M EUR | 0
IT | BL 2015 | Output | Annualised investment cost | Heating | District heating substations | M EUR | 0
IT | BL 2015 | Output | Annualised investment cost | Heating | Heat savings | M EUR | 15739
IT | BL 2015 | Output | Annualised investment cost | Heating | District heating pipes | M EUR | 49
IT | BL 2015 | Output | Installed capacity | Heating | DH - Waste incineration | MWth | 0
IT | BL 2015 | Output | Installed capacity | Heating | DH - Solar thermal | MWth | 0
IT | BL 2015 | Output | Installed capacity | Heating | Indv. heat pumps | MWth | 161
IT | BL 2015 | Output | Installed capacity | Heating | Indv. boilers | MWth | 133755.2941
IT | BL 2015 | Output | Installed capacity | Cooling | Indv. cooling | MWe | 5000.4545
IT | BL 2015 | Output | Installed capacity | Cooling | District cooling - chillers | MWth | 0
IT | BL 2015 | Output | Fuel individual boilers | Indiviual Boilers | Coal | TWh/year | 1.95
IT | BL 2015 | Output | Fuel individual boilers | Indiviual Boilers | Oil | TWh/year | 43.5
IT | BL 2015 | Output | Fuel individual boilers | Indiviual Boilers | Ngas | TWh/year | 283.36
IT | BL 2015 | Output | Fuel individual boilers | Indiviual Boilers | Biomass | TWh/year | 59.89
IT | BL 2050 | Output | PES | Fossil Fuel | Coal | TWh/year | 62.81
IT | BL 2050 | Output | PES | Fossil Fuel | Oil | TWh/year | 380.66
IT | BL 2050 | Output | PES | Fossil Fuel | Natural gas | TWh/year | 958.08
IT | BL 2050 | Output | PES | Nuclear | Nuclear | TWh/year | 0
IT | BL 2050 | Output | PES | RES | Biomass | TWh/year | 115.79
IT | BL 2050 | Output | PES | RES | Hydro | TWh/year | 54.79
IT | BL 2050 | Output | PES | RES | Wind | TWh/year | 66.29
IT | BL 2050 | Output | PES | RES | Solar elec. | TWh/year | 71.14
IT | BL 2050 | Output | PES | RES | Geothermal elec. | TWh/year | 15.51
IT | BL 2050 | Output | PES | RES | Solar heat | TWh/year | 0.23
IT | BL 2050 | Output | PES | RES | Wave & tidal | TWh/year | 0
IT | BL 2050 | Output | PES | Trade | Export/Import | TWh/year | 0
IT | BL 2050 | Output | Emissions | Energy and industry | CO2-emissions | Mt | 318.426
IT | BL 2050 | Output | Electricity production | Thermal | Condensing power plants | TWh/year | 336.62
IT | BL 2050 | Output | Electricity production | Thermal | CHP plants (incl. waste) | TWh/year | 27.68
IT | BL 2050 | Output | Electricity production | Thermal | Industrial CHP | TWh/year | 0
IT | BL 2050 | Output | Electricity production | Nuclear | Nuclear power plants | TWh/year | 0
IT | BL 2050 | Output | Electricity production | RES | Geothermal power plants | TWh/year | 15.51
IT | BL 2050 | Output | Electricity production | RES | Onshore wind | TWh/year | 66.29
IT | BL 2050 | Output | Electricity production | RES | Offshore wind | TWh/year | 0
IT | BL 2050 | Output | Electricity production | RES | Photovoltaic | TWh/year | 71.14
IT | BL 2050 | Output | Electricity production | RES | Concentrated solar plants | TWh/year | 0
IT | BL 2050 | Output | Electricity production | RES | Wave & tidal | TWh/year | 0
IT | BL 2050 | Output | Electricity production | RES | Dammed hydro | TWh/year | 46.49
IT | BL 2050 | Output | Electricity production | RES | River hydro | TWh/year | 8.32
IT | BL 2050 | Output | Electricity production | Trade | Net import (+) / export (-) | TWh/year | 0
IT | BL 2050 | Output | Heat supply | Individual heating | Electric heating | TWh/year | 23.35
IT | BL 2050 | Output | Heat supply | Individual heating | Heat pumps | TWh/year | 18.71
IT | BL 2050 | Output | Heat supply | Individual heating | Boilers | TWh/year | 202.45
IT | BL 2050 | Output | Heat supply | Individual heating | Solar thermal | TWh/year | 0
IT | BL 2050 | Output | Heat supply | District heating | CHP plants | TWh/year | 31.14
IT | BL 2050 | Output | Heat supply | District heating | Fuel boilers | TWh/year | 4.96
IT | BL 2050 | Output | Heat supply | District heating | Electric boilers | TWh/year | 0
IT | BL 2050 | Output | Heat supply | District heating | Waste | TWh/year | 0
IT | BL 2050 | Output | Heat supply | District heating | Heat pumps | TWh/year | 0.39
IT | BL 2050 | Output | Heat supply | District heating | Industrial excess & waste incineration | TWh/year | 0.47
IT | BL 2050 | Output | Costs | Fuel | Fuel excl. natural gas exchange | M EUR | 25801
IT | BL 2050 | Output | Costs | Fuel | Natural gas exchange costs | M EUR | 32077
IT | BL 2050 | Output | Costs | Operation & Maintenance | Marginal operation costs | M EUR | 1251
IT | BL 2050 | Output | Costs | Operation & Maintenance | Electricity exchange | M EUR | 0
IT | BL 2050 | Output | Costs | CO2 | CO2 emission costs | M EUR | 13852
IT | BL 2050 | Output | Costs | Operation & Maintenance | Fixed operation costs | M EUR | 12769
IT | BL 2050 | Output | Costs | Annual investment | Annual investment costs | M EUR | 38890
IT | BL 2050 | Output | Annualised investment cost | Heating | DH - Solar thermal | M EUR | 3
IT | BL 2050 | Output | Annualised investment cost | Heating | DH - Combined heat & power | M EUR | 394
IT | BL 2050 | Output | Annualised investment cost | Heating | DH - Heat pumps | M EUR | 2
IT | BL 2050 | Output | Annualised investment cost | Heating | DH - Thermal storage | M EUR | 9
IT | BL 2050 | Output | Annualised investment cost | Heating | DH - Fuel & electric boilers | M EUR | 654
IT | BL 2050 | Output | Annualised investment cost | Electricity | Power plants | M EUR | 6088
IT | BL 2050 | Output | Annualised investment cost | Electricity | Onshore wind | M EUR | 1797
IT | BL 2050 | Output | Annualised investment cost | Electricity | Offshore wind | M EUR | 0
IT | BL 2050 | Output | Annualised investment cost | Electricity | Photovoltaic | M EUR | 1489
IT | BL 2050 | Output | Annualised investment cost | Electricity | Other var. RES | M EUR | 0
IT | BL 2050 | Output | Annualised investment cost | Electricity | Hydro | M EUR | 2268
IT | BL 2050 | Output | Annualised investment cost | Electricity | Nuclear plants | M EUR | 0
IT | BL 2050 | Output | Annualised investment cost | Electricity | Geothermal | M EUR | 352
IT | BL 2050 | Output | Annualised investment cost | Liquid & gas fuel plants | Electrolyser | M EUR | 380
IT | BL 2050 | Output | Annualised investment cost | Liquid & gas fuel plants | Hydrogen Storage | M EUR | 532
IT | BL 2050 | Output | Annualised investment cost | Electricity | Pump | M EUR | 0
IT | BL 2050 | Output | Annualised investment cost | Electricity | Turbine | M EUR | 0
IT | BL 2050 | Output | Annualised investment cost | Electricity | Pump Storage | M EUR | 0
IT | BL 2050 | Output | Annualised investment cost | Heating | Indv. boilers | M EUR | 3497
IT | BL 2050 | Output | Annualised investment cost | Heating | Indv. CHP | M EUR | 0
IT | BL 2050 | Output | Annualised investment cost | Heating | Indv. heat pumps | M EUR | 773
IT | BL 2050 | Output | Annualised investment cost | Heating | Indv. electric heat | M EUR | 234
IT | BL 2050 | Output | Annualised investment cost | Heating | Indv. solar thermal | M EUR | 0
IT | BL 2050 | Output | Annualised investment cost | Liquid & gas fuel plants | BioGas Upgrade | M EUR | 0
IT | BL 2050 | Output | Annualised investment cost | Liquid & gas fuel plants | Gasification Upgrade | M EUR | 0
IT | BL 2050 | Output | Annualised investment cost | Heating | DH - Waste incineration | M EUR | 0
IT | BL 2050 | Output | Annualised investment cost | Liquid & gas fuel plants | Biogas Plant | M EUR | 0
IT | BL 2050 | Output | Annualised investment cost | Liquid & gas fuel plants | Gasification Plant | M EUR | 0
IT | BL 2050 | Output | Annualised investment cost | Liquid & gas fuel plants | BioDiesel Plant | M EUR | 127
IT | BL 2050 | Output | Annualised investment cost | Liquid & gas fuel plants | BioPetrol Plant | M EUR | 98
IT | BL 2050 | Output | Annualised investment cost | Liquid & gas fuel plants | BioJPPlant | M EUR | 0
IT | BL 2050 | Output | Annualised investment cost | Electricity | Concentrated solar plants | M EUR | 0
IT | BL 2050 | Output | Annualised investment cost | Liquid & gas fuel plants | Carbon Recycling | M EUR | 67
IT | BL 2050 | Output | Annualised investment cost | Liquid & gas fuel plants | JP Synthesis | M EUR | 0
IT | BL 2050 | Output | Annualised investment cost | Liquid & gas fuel plants | Methanation (CO2) | M EUR | 88
IT | BL 2050 | Output | Annualised investment cost | Water | Water desalination & storage | M EUR | 0
IT | BL 2050 | Output | Annualised investment cost | Liquid & gas fuel plants | Gas Storage | M EUR | 0
IT | BL 2050 | Output | Annualised investment cost | Liquid & gas fuel plants | Oil Storage | M EUR | 0
IT | BL 2050 | Output | Annualised investment cost | Liquid & gas fuel plants | Methanol Storage | M EUR | 0
IT | BL 2050 | Output | Annualised investment cost | Electricity | Interconnection | M EUR | 0
IT | BL 2050 | Output | Annualised investment cost | Heating | DH - Geothermal | M EUR | 6
IT | BL 2050 | Output | Annualised investment cost | Heating | DH - Industrial excess | M EUR | 0
IT | BL 2050 | Output | Annualised investment cost | Electricity | Indust. CHP Electr. | M EUR | 0
IT | BL 2050 | Output | Annualised investment cost | Heating | Indust. CHP Heat | M EUR | 0
IT | BL 2050 | Output | Annualised investment cost | Road vehicles | Vehicles | M EUR | 0
IT | BL 2050 | Output | Annualised investment cost | Heating | Estimated electricity grid reinforcement | M EUR | 0
IT | BL 2050 | Output | Annualised investment cost | Cooling | Cooling savings | M EUR | 171
IT | BL 2050 | Output | Annualised investment cost | Cooling | District cooling pipes | M EUR | 0
IT | BL 2050 | Output | Annualised investment cost | Cooling | Individual cooling | M EUR | 3878
IT | BL 2050 | Output | Annualised investment cost | Cooling | District cooling | M EUR | 0
IT | BL 2050 | Output | Annualised investment cost | Heating | District heating substations | M EUR | 194
IT | BL 2050 | Output | Annualised investment cost | Heating | Heat savings | M EUR | 15739
IT | BL 2050 | Output | Annualised investment cost | Heating | District heating pipes | M EUR | 49
IT | BL 2050 | Output | Installed capacity | Heating | DH - Waste incineration | MWth | 0
IT | BL 2050 | Output | Installed capacity | Heating | DH - Solar thermal | MWth | 138
IT | BL 2050 | Output | Installed capacity | Heating | Indv. heat pumps | MWth | 6545
IT | BL 2050 | Output | Installed capacity | Heating | Indv. boilers | MWth | 86101.1765
IT | BL 2050 | Output | Installed capacity | Cooling | Indv. cooling | MWe | 16390.1515
IT | BL 2050 | Output | Installed capacity | Cooling | District cooling - chillers | MWth | 0
IT | BL 2050 | Output | Fuel individual boilers | Indiviual Boilers | Coal | TWh/year | 0
IT | BL 2050 | Output | Fuel individual boilers | Indiviual Boilers | Oil | TWh/year | 0
IT | BL 2050 | Output | Fuel individual boilers | Indiviual Boilers | Ngas | TWh/year | 209.11
IT | BL 2050 | Output | Fuel individual boilers | Indiviual Boilers | Biomass | TWh/year | 11.88
IT | CD Savings | Output | PES | Fossil Fuel | Coal | TWh/year | 6.47
IT | CD Savings | Output | PES | Fossil Fuel | Oil | TWh/year | 91.47
IT | CD Savings | Output | PES | Fossil Fuel | Natural gas | TWh/year | 194.4
IT | CD Savings | Output | PES | Nuclear | Nuclear | TWh/year | 0
IT | CD Savings | Output | PES | RES | Biomass | TWh/year | 1202.21
IT | CD Savings | Output | PES | RES | Hydro | TWh/year | 51.25
IT | CD Savings | Output | PES | RES | Wind | TWh/year | 126.21
IT | CD Savings | Output | PES | RES | Solar elec. | TWh/year | 476.41
IT | CD Savings | Output | PES | RES | Geothermal elec. | TWh/year | 6.68
IT | CD Savings | Output | PES | RES | Solar heat | TWh/year | 0.23
IT | CD Savings | Output | PES | RES | Wave & tidal | TWh/year | 0
IT | CD Savings | Output | PES | Trade | Export/Import | TWh/year | -53.01
IT | CD Savings | Output | Emissions | Energy and industry | CO2-emissions | Mt | 66.122
IT | CD Savings | Output | Electricity production | Thermal | Condensing power plants | TWh/year | 512.87
IT | CD Savings | Output | Electricity production | Thermal | CHP plants (incl. waste) | TWh/year | 14.75
IT | CD Savings | Output | Electricity production | Thermal | Industrial CHP | TWh/year | 0
IT | CD Savings | Output | Electricity production | Nuclear | Nuclear power plants | TWh/year | 0
IT | CD Savings | Output | Electricity production | RES | Geothermal power plants | TWh/year | 6.68
IT | CD Savings | Output | Electricity production | RES | Onshore wind | TWh/year | 126.21
IT | CD Savings | Output | Electricity production | RES | Offshore wind | TWh/year | 0
IT | CD Savings | Output | Electricity production | RES | Photovoltaic | TWh/year | 376.54
IT | CD Savings | Output | Electricity production | RES | Concentrated solar plants | TWh/year | 99.87
IT | CD Savings | Output | Electricity production | RES | Wave & tidal | TWh/year | 0
IT | CD Savings | Output | Electricity production | RES | Dammed hydro | TWh/year | 62.65
IT | CD Savings | Output | Electricity production | RES | River hydro | TWh/year | 17.1
IT | CD Savings | Output | Electricity production | Trade | Net import (+) / export (-) | TWh/year | -53.01
IT | CD Savings | Output | Heat supply | Individual heating | Electric heating | TWh/year | 20.14
IT | CD Savings | Output | Heat supply | Individual heating | Heat pumps | TWh/year | 16.14
IT | CD Savings | Output | Heat supply | Individual heating | Boilers | TWh/year | 174.62
IT | CD Savings | Output | Heat supply | Individual heating | Solar thermal | TWh/year | 0
IT | CD Savings | Output | Heat supply | District heating | CHP plants | TWh/year | 33.82
IT | CD Savings | Output | Heat supply | District heating | Fuel boilers | TWh/year | 6.94
IT | CD Savings | Output | Heat supply | District heating | Electric boilers | TWh/year | 0
IT | CD Savings | Output | Heat supply | District heating | Waste | TWh/year | 0
IT | CD Savings | Output | Heat supply | District heating | Heat pumps | TWh/year | 0.39
IT | CD Savings | Output | Heat supply | District heating | Industrial excess & waste incineration | TWh/year | 0.47
IT | CD Savings | Output | Costs | Fuel | Fuel excl. natural gas exchange | M EUR | 49958
IT | CD Savings | Output | Costs | Fuel | Natural gas exchange costs | M EUR | 6508
IT | CD Savings | Output | Costs | Operation & Maintenance | Marginal operation costs | M EUR | 1551
IT | CD Savings | Output | Costs | Operation & Maintenance | Electricity exchange | M EUR | 0
IT | CD Savings | Output | Costs | CO2 | CO2 emission costs | M EUR | 2876
IT | CD Savings | Output | Costs | Operation & Maintenance | Fixed operation costs | M EUR | 25965
IT | CD Savings | Output | Costs | Annual investment | Annual investment costs | M EUR | 72540
IT | CD Savings | Output | Annualised investment cost | Heating | DH - Solar thermal | M EUR | 3
IT | CD Savings | Output | Annualised investment cost | Heating | DH - Combined heat & power | M EUR | 200
IT | CD Savings | Output | Annualised investment cost | Heating | DH - Heat pumps | M EUR | 2
IT | CD Savings | Output | Annualised investment cost | Heating | DH - Thermal storage | M EUR | 8
IT | CD Savings | Output | Annualised investment cost | Heating | DH - Fuel & electric boilers | M EUR | 2450
IT | CD Savings | Output | Annualised investment cost | Electricity | Power plants | M EUR | 10530
IT | CD Savings | Output | Annualised investment cost | Electricity | Onshore wind | M EUR | 3422
IT | CD Savings | Output | Annualised investment cost | Electricity | Offshore wind | M EUR | 0
IT | CD Savings | Output | Annualised investment cost | Electricity | Photovoltaic | M EUR | 7881
IT | CD Savings | Output | Annualised investment cost | Electricity | Other var. RES | M EUR | 0
IT | CD Savings | Output | Annualised investment cost | Electricity | Hydro | M EUR | 2773
IT | CD Savings | Output | Annualised investment cost | Electricity | Nuclear plants | M EUR | 0
IT | CD Savings | Output | Annualised investment cost | Electricity | Geothermal | M EUR | 152
IT | CD Savings | Output | Annualised investment cost | Liquid & gas fuel plants | Electrolyser | M EUR | 1909
IT | CD Savings | Output | Annualised investment cost | Liquid & gas fuel plants | Hydrogen Storage | M EUR | 2673
IT | CD Savings | Output | Annualised investment cost | Electricity | Pump | M EUR | 0
IT | CD Savings | Output | Annualised investment cost | Electricity | Turbine | M EUR | 0
IT | CD Savings | Output | Annualised investment cost | Electricity | Pump Storage | M EUR | 0
IT | CD Savings | Output | Annualised investment cost | Heating | Indv. boilers | M EUR | 4151
IT | CD Savings | Output | Annualised investment cost | Heating | Indv. CHP | M EUR | 0
IT | CD Savings | Output | Annualised investment cost | Heating | Indv. heat pumps | M EUR | 773
IT | CD Savings | Output | Annualised investment cost | Heating | Indv. electric heat | M EUR | 234
IT | CD Savings | Output | Annualised investment cost | Heating | Indv. solar thermal | M EUR | 0
IT | CD Savings | Output | Annualised investment cost | Liquid & gas fuel plants | BioGas Upgrade | M EUR | 20
IT | CD Savings | Output | Annualised investment cost | Liquid & gas fuel plants | Gasification Upgrade | M EUR | 0
IT | CD Savings | Output | Annualised investment cost | Heating | DH - Waste incineration | M EUR | 0
IT | CD Savings | Output | Annualised investment cost | Liquid & gas fuel plants | Biogas Plant | M EUR | 92
IT | CD Savings | Output | Annualised investment cost | Liquid & gas fuel plants | Gasification Plant | M EUR | 0
IT | CD Savings | Output | Annualised investment cost | Liquid & gas fuel plants | BioDiesel Plant | M EUR | 89
IT | CD Savings | Output | Annualised investment cost | Liquid & gas fuel plants | BioPetrol Plant | M EUR | 673
IT | CD Savings | Output | Annualised investment cost | Liquid & gas fuel plants | BioJPPlant | M EUR | 0
IT | CD Savings | Output | Annualised investment cost | Electricity | Concentrated solar plants | M EUR | 6626
IT | CD Savings | Output | Annualised investment cost | Liquid & gas fuel plants | Carbon Recycling | M EUR | 327
IT | CD Savings | Output | Annualised investment cost | Liquid & gas fuel plants | JP Synthesis | M EUR | 0
IT | CD Savings | Output | Annualised investment cost | Liquid & gas fuel plants | Methanation (CO2) | M EUR | 135
IT | CD Savings | Output | Annualised investment cost | Water | Water desalination & storage | M EUR | 0
IT | CD Savings | Output | Annualised investment cost | Liquid & gas fuel plants | Gas Storage | M EUR | 0
IT | CD Savings | Output | Annualised investment cost | Liquid & gas fuel plants | Oil Storage | M EUR | 0
IT | CD Savings | Output | Annualised investment cost | Liquid & gas fuel plants | Methanol Storage | M EUR | 0
IT | CD Savings | Output | Annualised investment cost | Electricity | Interconnection | M EUR | 0
IT | CD Savings | Output | Annualised investment cost | Heating | DH - Geothermal | M EUR | 6
IT | CD Savings | Output | Annualised investment cost | Heating | DH - Industrial excess | M EUR | 0
IT | CD Savings | Output | Annualised investment cost | Electricity | Indust. CHP Electr. | M EUR | 0
IT | CD Savings | Output | Annualised investment cost | Heating | Indust. CHP Heat | M EUR | 0
IT | CD Savings | Output | Annualised investment cost | Road vehicles | Vehicles | M EUR | 0
IT | CD Savings | Output | Annualised investment cost | Heating | Estimated electricity grid reinforcement | M EUR | 3298
IT | CD Savings | Output | Annualised investment cost | Cooling | Cooling savings | M EUR | 171
IT | CD Savings | Output | Annualised investment cost | Cooling | District cooling pipes | M EUR | 255
IT | CD Savings | Output | Annualised investment cost | Cooling | Individual cooling | M EUR | 3625
IT | CD Savings | Output | Annualised investment cost | Cooling | District cooling | M EUR | 81
IT | CD Savings | Output | Annualised investment cost | Heating | District heating substations | M EUR | 194
IT | CD Savings | Output | Annualised investment cost | Heating | Heat savings | M EUR | 16564
IT | CD Savings | Output | Annualised investment cost | Heating | District heating pipes | M EUR | 3222
IT | CD Savings | Output | Installed capacity | Heating | DH - Waste incineration | MWth | 0
IT | CD Savings | Output | Installed capacity | Heating | DH - Solar thermal | MWth | 138
IT | CD Savings | Output | Installed capacity | Heating | Indv. heat pumps | MWth | 5764.5
IT | CD Savings | Output | Installed capacity | Heating | Indv. boilers | MWth | 73391.7647
IT | CD Savings | Output | Installed capacity | Cooling | Indv. cooling | MWe | 15263.9394
IT | CD Savings | Output | Installed capacity | Cooling | District cooling - chillers | MWth | 7584.2857
IT | CD Savings | Output | Fuel individual boilers | Indiviual Boilers | Coal | TWh/year | 0
IT | CD Savings | Output | Fuel individual boilers | Indiviual Boilers | Oil | TWh/year | 0
IT | CD Savings | Output | Fuel individual boilers | Indiviual Boilers | Ngas | TWh/year | 180.36
IT | CD Savings | Output | Fuel individual boilers | Indiviual Boilers | Biomass | TWh/year | 10.24
IT | CD 2050 | Output | PES | Fossil Fuel | Coal | TWh/year | 7.62
IT | CD 2050 | Output | PES | Fossil Fuel | Oil | TWh/year | 103.2
IT | CD 2050 | Output | PES | Fossil Fuel | Natural gas | TWh/year | 230.01
IT | CD 2050 | Output | PES | Nuclear | Nuclear | TWh/year | 0
IT | CD 2050 | Output | PES | RES | Biomass | TWh/year | 1222.48
IT | CD 2050 | Output | PES | RES | Hydro | TWh/year | 51.96
IT | CD 2050 | Output | PES | RES | Wind | TWh/year | 126.21
IT | CD 2050 | Output | PES | RES | Solar elec. | TWh/year | 476.41
IT | CD 2050 | Output | PES | RES | Geothermal elec. | TWh/year | 6.68
IT | CD 2050 | Output | PES | RES | Solar heat | TWh/year | 0.23
IT | CD 2050 | Output | PES | RES | Wave & tidal | TWh/year | 0
IT | CD 2050 | Output | PES | Trade | Export/Import | TWh/year | -47.28
IT | CD 2050 | Output | Emissions | Energy and industry | CO2-emissions | Mt | 76.899
IT | CD 2050 | Output | Electricity production | Thermal | Condensing power plants | TWh/year | 530.45
IT | CD 2050 | Output | Electricity production | Thermal | CHP plants (incl. waste) | TWh/year | 25.04
IT | CD 2050 | Output | Electricity production | Thermal | Industrial CHP | TWh/year | 0
IT | CD 2050 | Output | Electricity production | Nuclear | Nuclear power plants | TWh/year | 0
IT | CD 2050 | Output | Electricity production | RES | Geothermal power plants | TWh/year | 6.68
IT | CD 2050 | Output | Electricity production | RES | Onshore wind | TWh/year | 126.21
IT | CD 2050 | Output | Electricity production | RES | Offshore wind | TWh/year | 0
IT | CD 2050 | Output | Electricity production | RES | Photovoltaic | TWh/year | 376.54
IT | CD 2050 | Output | Electricity production | RES | Concentrated solar plants | TWh/year | 99.87
IT | CD 2050 | Output | Electricity production | RES | Wave & tidal | TWh/year | 0
IT | CD 2050 | Output | Electricity production | RES | Dammed hydro | TWh/year | 62.12
IT | CD 2050 | Output | Electricity production | RES | River hydro | TWh/year | 17.1
IT | CD 2050 | Output | Electricity production | Trade | Net import (+) / export (-) | TWh/year | -47.28
IT | CD 2050 | Output | Heat supply | Individual heating | Electric heating | TWh/year | 23.35
IT | CD 2050 | Output | Heat supply | Individual heating | Heat pumps | TWh/year | 18.71
IT | CD 2050 | Output | Heat supply | Individual heating | Boilers | TWh/year | 202.45
IT | CD 2050 | Output | Heat supply | Individual heating | Solar thermal | TWh/year | 0
IT | CD 2050 | Output | Heat supply | District heating | CHP plants | TWh/year | 28.17
IT | CD 2050 | Output | Heat supply | District heating | Fuel boilers | TWh/year | 7.93
IT | CD 2050 | Output | Heat supply | District heating | Electric boilers | TWh/year | 0
IT | CD 2050 | Output | Heat supply | District heating | Waste | TWh/year | 0
IT | CD 2050 | Output | Heat supply | District heating | Heat pumps | TWh/year | 0.39
IT | CD 2050 | Output | Heat supply | District heating | Industrial excess & waste incineration | TWh/year | 0.47
IT | CD 2050 | Output | Costs | Fuel | Fuel excl. natural gas exchange | M EUR | 51148
IT | CD 2050 | Output | Costs | Fuel | Natural gas exchange costs | M EUR | 7701
IT | CD 2050 | Output | Costs | Operation & Maintenance | Marginal operation costs | M EUR | 1625
IT | CD 2050 | Output | Costs | Operation & Maintenance | Electricity exchange | M EUR | 0
IT | CD 2050 | Output | Costs | CO2 | CO2 emission costs | M EUR | 3345
IT | CD 2050 | Output | Costs | Operation & Maintenance | Fixed operation costs | M EUR | 25870
IT | CD 2050 | Output | Costs | Annual investment | Annual investment costs | M EUR | 64663
IT | CD 2050 | Output | Annualised investment cost | Heating | DH - Solar thermal | M EUR | 3
IT | CD 2050 | Output | Annualised investment cost | Heating | DH - Combined heat & power | M EUR | 410
IT | CD 2050 | Output | Annualised investment cost | Heating | DH - Heat pumps | M EUR | 2
IT | CD 2050 | Output | Annualised investment cost | Heating | DH - Thermal storage | M EUR | 9
IT | CD 2050 | Output | Annualised investment cost | Heating | DH - Fuel & electric boilers | M EUR | 640
IT | CD 2050 | Output | Annualised investment cost | Electricity | Power plants | M EUR | 10874
IT | CD 2050 | Output | Annualised investment cost | Electricity | Onshore wind | M EUR | 3422
IT | CD 2050 | Output | Annualised investment cost | Electricity | Offshore wind | M EUR | 0
IT | CD 2050 | Output | Annualised investment cost | Electricity | Photovoltaic | M EUR | 7881
IT | CD 2050 | Output | Annualised investment cost | Electricity | Other var. RES | M EUR | 0
IT | CD 2050 | Output | Annualised investment cost | Electricity | Hydro | M EUR | 2773
IT | CD 2050 | Output | Annualised investment cost | Electricity | Nuclear plants | M EUR | 0
IT | CD 2050 | Output | Annualised investment cost | Electricity | Geothermal | M EUR | 152
IT | CD 2050 | Output | Annualised investment cost | Liquid & gas fuel plants | Electrolyser | M EUR | 1909
IT | CD 2050 | Output | Annualised investment cost | Liquid & gas fuel plants | Hydrogen Storage | M EUR | 2673
IT | CD 2050 | Output | Annualised investment cost | Electricity | Pump | M EUR | 0
IT | CD 2050 | Output | Annualised investment cost | Electricity | Turbine | M EUR | 0
IT | CD 2050 | Output | Annualised investment cost | Electricity | Pump Storage | M EUR | 0
IT | CD 2050 | Output | Annualised investment cost | Heating | Indv. boilers | M EUR | 4151
IT | CD 2050 | Output | Annualised investment cost | Heating | Indv. CHP | M EUR | 0
IT | CD 2050 | Output | Annualised investment cost | Heating | Indv. heat pumps | M EUR | 773
IT | CD 2050 | Output | Annualised investment cost | Heating | Indv. electric heat | M EUR | 234
IT | CD 2050 | Output | Annualised investment cost | Heating | Indv. solar thermal | M EUR | 0
IT | CD 2050 | Output | Annualised investment cost | Liquid & gas fuel plants | BioGas Upgrade | M EUR | 0
IT | CD 2050 | Output | Annualised investment cost | Liquid & gas fuel plants | Gasification Upgrade | M EUR | 0
IT | CD 2050 | Output | Annualised investment cost | Heating | DH - Waste incineration | M EUR | 0
IT | CD 2050 | Output | Annualised investment cost | Liquid & gas fuel plants | Biogas Plant | M EUR | 0
IT | CD 2050 | Output | Annualised investment cost | Liquid & gas fuel plants | Gasification Plant | M EUR | 0
IT | CD 2050 | Output | Annualised investment cost | Liquid & gas fuel plants | BioDiesel Plant | M EUR | 89
IT | CD 2050 | Output | Annualised investment cost | Liquid & gas fuel plants | BioPetrol Plant | M EUR | 673
IT | CD 2050 | Output | Annualised investment cost | Liquid & gas fuel plants | BioJPPlant | M EUR | 0
IT | CD 2050 | Output | Annualised investment cost | Electricity | Concentrated solar plants | M EUR | 6626
IT | CD 2050 | Output | Annualised investment cost | Liquid & gas fuel plants | Carbon Recycling | M EUR | 327
IT | CD 2050 | Output | Annualised investment cost | Liquid & gas fuel plants | JP Synthesis | M EUR | 0
IT | CD 2050 | Output | Annualised investment cost | Liquid & gas fuel plants | Methanation (CO2) | M EUR | 135
IT | CD 2050 | Output | Annualised investment cost | Water | Water desalination & storage | M EUR | 0
IT | CD 2050 | Output | Annualised investment cost | Liquid & gas fuel plants | Gas Storage | M EUR | 0
IT | CD 2050 | Output | Annualised investment cost | Liquid & gas fuel plants | Oil Storage | M EUR | 0
IT | CD 2050 | Output | Annualised investment cost | Liquid & gas fuel plants | Methanol Storage | M EUR | 0
IT | CD 2050 | Output | Annualised investment cost | Electricity | Interconnection | M EUR | 0
IT | CD 2050 | Output | Annualised investment cost | Heating | DH - Geothermal | M EUR | 6
IT | CD 2050 | Output | Annualised investment cost | Heating | DH - Industrial excess | M EUR | 0
IT | CD 2050 | Output | Annualised investment cost | Electricity | Indust. CHP Electr. | M EUR | 0
IT | CD 2050 | Output | Annualised investment cost | Heating | Indust. CHP Heat | M EUR | 0
IT | CD 2050 | Output | Annualised investment cost | Road vehicles | Vehicles | M EUR | 0
IT | CD 2050 | Output | Annualised investment cost | Heating | Estimated electricity grid reinforcement | M EUR | 869
IT | CD 2050 | Output | Annualised investment cost | Cooling | Cooling savings | M EUR | 171
IT | CD 2050 | Output | Annualised investment cost | Cooling | District cooling pipes | M EUR | 0
IT | CD 2050 | Output | Annualised investment cost | Cooling | Individual cooling | M EUR | 3878
IT | CD 2050 | Output | Annualised investment cost | Cooling | District cooling | M EUR | 0
IT | CD 2050 | Output | Annualised investment cost | Heating | District heating substations | M EUR | 194
IT | CD 2050 | Output | Annualised investment cost | Heating | Heat savings | M EUR | 15739
IT | CD 2050 | Output | Annualised investment cost | Heating | District heating pipes | M EUR | 49
IT | CD 2050 | Output | Installed capacity | Heating | DH - Waste incineration | MWth | 0
IT | CD 2050 | Output | Installed capacity | Heating | DH - Solar thermal | MWth | 138
IT | CD 2050 | Output | Installed capacity | Heating | Indv. heat pumps | MWth | 6762
IT | CD 2050 | Output | Installed capacity | Heating | Indv. boilers | MWth | 86101.1765
IT | CD 2050 | Output | Installed capacity | Cooling | Indv. cooling | MWe | 16390.1515
IT | CD 2050 | Output | Installed capacity | Cooling | District cooling - chillers | MWth | 0
IT | CD 2050 | Output | Fuel individual boilers | Indiviual Boilers | Coal | TWh/year | 0
IT | CD 2050 | Output | Fuel individual boilers | Indiviual Boilers | Oil | TWh/year | 0
IT | CD 2050 | Output | Fuel individual boilers | Indiviual Boilers | Ngas | TWh/year | 209.11
IT | CD 2050 | Output | Fuel individual boilers | Indiviual Boilers | Biomass | TWh/year | 11.88
IT | HRE 2050 | Output | PES | Fossil Fuel | Coal | TWh/year | 6.47
IT | HRE 2050 | Output | PES | Fossil Fuel | Oil | TWh/year | 91.47
IT | HRE 2050 | Output | PES | Fossil Fuel | Natural gas | TWh/year | 18.51
IT | HRE 2050 | Output | PES | Nuclear | Nuclear | TWh/year | 0
IT | HRE 2050 | Output | PES | RES | Biomass | TWh/year | 1241.3
IT | HRE 2050 | Output | PES | RES | Hydro | TWh/year | 51.96
IT | HRE 2050 | Output | PES | RES | Wind | TWh/year | 124.59
IT | HRE 2050 | Output | PES | RES | Solar elec. | TWh/year | 465.5
IT | HRE 2050 | Output | PES | RES | Geothermal elec. | TWh/year | 6.68
IT | HRE 2050 | Output | PES | RES | Solar heat | TWh/year | 1.77
IT | HRE 2050 | Output | PES | RES | Wave & tidal | TWh/year | 0
IT | HRE 2050 | Output | PES | Trade | Export/Import | TWh/year | -43.91
IT | HRE 2050 | Output | Emissions | Energy and industry | CO2-emissions | Mt | 30.093
IT | HRE 2050 | Output | Electricity production | Thermal | Condensing power plants | TWh/year | 454.79
IT | HRE 2050 | Output | Electricity production | Thermal | CHP plants (incl. waste) | TWh/year | 81.97
IT | HRE 2050 | Output | Electricity production | Thermal | Industrial CHP | TWh/year | 0
IT | HRE 2050 | Output | Electricity production | Nuclear | Nuclear power plants | TWh/year | 0
IT | HRE 2050 | Output | Electricity production | RES | Geothermal power plants | TWh/year | 6.68
IT | HRE 2050 | Output | Electricity production | RES | Onshore wind | TWh/year | 124.59
IT | HRE 2050 | Output | Electricity production | RES | Offshore wind | TWh/year | 0
IT | HRE 2050 | Output | Electricity production | RES | Photovoltaic | TWh/year | 365.63
IT | HRE 2050 | Output | Electricity production | RES | Concentrated solar plants | TWh/year | 99.87
IT | HRE 2050 | Output | Electricity production | RES | Wave & tidal | TWh/year | 0
IT | HRE 2050 | Output | Electricity production | RES | Dammed hydro | TWh/year | 62.12
IT | HRE 2050 | Output | Electricity production | RES | River hydro | TWh/year | 17.1
IT | HRE 2050 | Output | Electricity production | Trade | Net import (+) / export (-) | TWh/year | -43.91
IT | HRE 2050 | Output | Heat supply | Individual heating | Electric heating | TWh/year | 0
IT | HRE 2050 | Output | Heat supply | Individual heating | Heat pumps | TWh/year | 62.51
IT | HRE 2050 | Output | Heat supply | Individual heating | Boilers | TWh/year | 0
IT | HRE 2050 | Output | Heat supply | Individual heating | Solar thermal | TWh/year | 0
IT | HRE 2050 | Output | Heat supply | District heating | CHP plants | TWh/year | 92.22
IT | HRE 2050 | Output | Heat supply | District heating | Fuel boilers | TWh/year | 39.09
IT | HRE 2050 | Output | Heat supply | District heating | Electric boilers | TWh/year | 1.33
IT | HRE 2050 | Output | Heat supply | District heating | Waste | TWh/year | 0
IT | HRE 2050 | Output | Heat supply | District heating | Heat pumps | TWh/year | 48.31
IT | HRE 2050 | Output | Heat supply | District heating | Industrial excess & waste incineration | TWh/year | 26.97
IT | HRE 2050 | Output | Costs | Fuel | Fuel excl. natural gas exchange | M EUR | 49363
IT | HRE 2050 | Output | Costs | Fuel | Natural gas exchange costs | M EUR | 620
IT | HRE 2050 | Output | Costs | Operation & Maintenance | Marginal operation costs | M EUR | 1588
IT | HRE 2050 | Output | Costs | Operation & Maintenance | Electricity exchange | M EUR | 0
IT | HRE 2050 | Output | Costs | CO2 | CO2 emission costs | M EUR | 1309
IT | HRE 2050 | Output | Costs | Operation & Maintenance | Fixed operation costs | M EUR | 23510
IT | HRE 2050 | Output | Costs | Annual investment | Annual investment costs | M EUR | 69656
IT | HRE 2050 | Output | Annualised investment cost | Heating | DH - Solar thermal | M EUR | 26
IT | HRE 2050 | Output | Annualised investment cost | Heating | DH - Combined heat & power | M EUR | 1246
IT | HRE 2050 | Output | Annualised investment cost | Heating | DH - Heat pumps | M EUR | 434
IT | HRE 2050 | Output | Annualised investment cost | Heating | DH - Thermal storage | M EUR | 35
IT | HRE 2050 | Output | Annualised investment cost | Heating | DH - Fuel & electric boilers | M EUR | 2460
IT | HRE 2050 | Output | Annualised investment cost | Electricity | Power plants | M EUR | 9497
IT | HRE 2050 | Output | Annualised investment cost | Electricity | Onshore wind | M EUR | 3378
IT | HRE 2050 | Output | Annualised investment cost | Electricity | Offshore wind | M EUR | 0
IT | HRE 2050 | Output | Annualised investment cost | Electricity | Photovoltaic | M EUR | 7652
IT | HRE 2050 | Output | Annualised investment cost | Electricity | Other var. RES | M EUR | 0
IT | HRE 2050 | Output | Annualised investment cost | Electricity | Hydro | M EUR | 2773
IT | HRE 2050 | Output | Annualised investment cost | Electricity | Nuclear plants | M EUR | 0
IT | HRE 2050 | Output | Annualised investment cost | Electricity | Geothermal | M EUR | 152
IT | HRE 2050 | Output | Annualised investment cost | Liquid & gas fuel plants | Electrolyser | M EUR | 1909
IT | HRE 2050 | Output | Annualised investment cost | Liquid & gas fuel plants | Hydrogen Storage | M EUR | 2673
IT | HRE 2050 | Output | Annualised investment cost | Electricity | Pump | M EUR | 0
IT | HRE 2050 | Output | Annualised investment cost | Electricity | Turbine | M EUR | 0
IT | HRE 2050 | Output | Annualised investment cost | Electricity | Pump Storage | M EUR | 0
IT | HRE 2050 | Output | Annualised investment cost | Heating | Indv. boilers | M EUR | 0
IT | HRE 2050 | Output | Annualised investment cost | Heating | Indv. CHP | M EUR | 0
IT | HRE 2050 | Output | Annualised investment cost | Heating | Indv. heat pumps | M EUR | 2993
IT | HRE 2050 | Output | Annualised investment cost | Heating | Indv. electric heat | M EUR | 0
IT | HRE 2050 | Output | Annualised investment cost | Heating | Indv. solar thermal | M EUR | 0
IT | HRE 2050 | Output | Annualised investment cost | Liquid & gas fuel plants | BioGas Upgrade | M EUR | 20
IT | HRE 2050 | Output | Annualised investment cost | Liquid & gas fuel plants | Gasification Upgrade | M EUR | 0
IT | HRE 2050 | Output | Annualised investment cost | Heating | DH - Waste incineration | M EUR | 0
IT | HRE 2050 | Output | Annualised investment cost | Liquid & gas fuel plants | Biogas Plant | M EUR | 92
IT | HRE 2050 | Output | Annualised investment cost | Liquid & gas fuel plants | Gasification Plant | M EUR | 0
IT | HRE 2050 | Output | Annualised investment cost | Liquid & gas fuel plants | BioDiesel Plant | M EUR | 89
IT | HRE 2050 | Output | Annualised investment cost | Liquid & gas fuel plants | BioPetrol Plant | M EUR | 673
IT | HRE 2050 | Output | Annualised investment cost | Liquid & gas fuel plants | BioJPPlant | M EUR | 0
IT | HRE 2050 | Output | Annualised investment cost | Electricity | Concentrated solar plants | M EUR | 6626
IT | HRE 2050 | Output | Annualised investment cost | Liquid & gas fuel plants | Carbon Recycling | M EUR | 327
IT | HRE 2050 | Output | Annualised investment cost | Liquid & gas fuel plants | JP Synthesis | M EUR | 0
IT | HRE 2050 | Output | Annualised investment cost | Liquid & gas fuel plants | Methanation (CO2) | M EUR | 135
IT | HRE 2050 | Output | Annualised investment cost | Water | Water desalination & storage | M EUR | 0
IT | HRE 2050 | Output | Annualised investment cost | Liquid & gas fuel plants | Gas Storage | M EUR | 0
IT | HRE 2050 | Output | Annualised investment cost | Liquid & gas fuel plants | Oil Storage | M EUR | 0
IT | HRE 2050 | Output | Annualised investment cost | Liquid & gas fuel plants | Methanol Storage | M EUR | 0
IT | HRE 2050 | Output | Annualised investment cost | Electricity | Interconnection | M EUR | 0
IT | HRE 2050 | Output | Annualised investment cost | Heating | DH - Geothermal | M EUR | 86
IT | HRE 2050 | Output | Annualised investment cost | Heating | DH - Industrial excess | M EUR | 17
IT | HRE 2050 | Output | Annualised investment cost | Electricity | Indust. CHP Electr. | M EUR | 0
IT | HRE 2050 | Output | Annualised investment cost | Heating | Indust. CHP Heat | M EUR | 0
IT | HRE 2050 | Output | Annualised investment cost | Road vehicles | Vehicles | M EUR | 0
IT | HRE 2050 | Output | Annualised investment cost | Heating | Estimated electricity grid reinforcement | M EUR | 1235
IT | HRE 2050 | Output | Annualised investment cost | Cooling | Cooling savings | M EUR | 171
IT | HRE 2050 | Output | Annualised investment cost | Cooling | District cooling pipes | M EUR | 255
IT | HRE 2050 | Output | Annualised investment cost | Cooling | Individual cooling | M EUR | 3625
IT | HRE 2050 | Output | Annualised investment cost | Cooling | District cooling | M EUR | 81
IT | HRE 2050 | Output | Annualised investment cost | Heating | District heating substations | M EUR | 1206
IT | HRE 2050 | Output | Annualised investment cost | Heating | Heat savings | M EUR | 16564
IT | HRE 2050 | Output | Annualised investment cost | Heating | District heating pipes | M EUR | 3222
IT | HRE 2050 | Output | Installed capacity | Heating | DH - Waste incineration | MWth | 0
IT | HRE 2050 | Output | Installed capacity | Heating | DH - Solar thermal | MWth | 1059
IT | HRE 2050 | Output | Installed capacity | Heating | Indv. heat pumps | MWth | 22330
IT | HRE 2050 | Output | Installed capacity | Heating | Indv. boilers | MWth | 0
IT | HRE 2050 | Output | Installed capacity | Cooling | Indv. cooling | MWe | 15263.9394
IT | HRE 2050 | Output | Installed capacity | Cooling | District cooling - chillers | MWth | 7584.2857
IT | HRE 2050 | Output | Fuel individual boilers | Indiviual Boilers | Coal | TWh/year | 0
IT | HRE 2050 | Output | Fuel individual boilers | Indiviual Boilers | Oil | TWh/year | 0
IT | HRE 2050 | Output | Fuel individual boilers | Indiviual Boilers | Ngas | TWh/year | 0
IT | HRE 2050 | Output | Fuel individual boilers | Indiviual Boilers | Biomass | TWh/year | 0
NL | BL 2015 | Output | PES | Fossil Fuel | Coal | TWh/year | 66.78
NL | BL 2015 | Output | PES | Fossil Fuel | Oil | TWh/year | 178.98
NL | BL 2015 | Output | PES | Fossil Fuel | Natural gas | TWh/year | 467.36
NL | BL 2015 | Output | PES | Nuclear | Nuclear | TWh/year | 11.83
NL | BL 2015 | Output | PES | RES | Biomass | TWh/year | 25.85
NL | BL 2015 | Output | PES | RES | Hydro | TWh/year | 0.05
NL | BL 2015 | Output | PES | RES | Wind | TWh/year | 4.41
NL | BL 2015 | Output | PES | RES | Solar elec. | TWh/year | 0
NL | BL 2015 | Output | PES | RES | Geothermal elec. | TWh/year | 0
NL | BL 2015 | Output | PES | RES | Solar heat | TWh/year | 0.2
NL | BL 2015 | Output | PES | RES | Wave & tidal | TWh/year | 0
NL | BL 2015 | Output | PES | Trade | Export/Import | TWh/year | 0
NL | BL 2015 | Output | Emissions | Energy and industry | CO2-emissions | Mt | 166.58
NL | BL 2015 | Output | Electricity production | Thermal | Condensing power plants | TWh/year | 53.9
NL | BL 2015 | Output | Electricity production | Thermal | CHP plants (incl. waste) | TWh/year | 17.02
NL | BL 2015 | Output | Electricity production | Thermal | Industrial CHP | TWh/year | 33.06
NL | BL 2015 | Output | Electricity production | Nuclear | Nuclear power plants | TWh/year | 3.55
NL | BL 2015 | Output | Electricity production | RES | Geothermal power plants | TWh/year | 0
NL | BL 2015 | Output | Electricity production | RES | Onshore wind | TWh/year | 3.66
NL | BL 2015 | Output | Electricity production | RES | Offshore wind | TWh/year | 0.75
NL | BL 2015 | Output | Electricity production | RES | Photovoltaic | TWh/year | 0
NL | BL 2015 | Output | Electricity production | RES | Concentrated solar plants | TWh/year | 0
NL | BL 2015 | Output | Electricity production | RES | Wave & tidal | TWh/year | 0
NL | BL 2015 | Output | Electricity production | RES | Dammed hydro | TWh/year | 0
NL | BL 2015 | Output | Electricity production | RES | River hydro | TWh/year | 0.05
NL | BL 2015 | Output | Electricity production | Trade | Net import (+) / export (-) | TWh/year | 0
NL | BL 2015 | Output | Heat supply | Individual heating | Electric heating | TWh/year | 10.6
NL | BL 2015 | Output | Heat supply | Individual heating | Heat pumps | TWh/year | 0.24
NL | BL 2015 | Output | Heat supply | Individual heating | Boilers | TWh/year | 143.52
NL | BL 2015 | Output | Heat supply | Individual heating | Solar thermal | TWh/year | 0.2
NL | BL 2015 | Output | Heat supply | District heating | CHP plants | TWh/year | 20.98
NL | BL 2015 | Output | Heat supply | District heating | Fuel boilers | TWh/year | 3.71
NL | BL 2015 | Output | Heat supply | District heating | Electric boilers | TWh/year | 0
NL | BL 2015 | Output | Heat supply | District heating | Waste | TWh/year | 1.08
NL | BL 2015 | Output | Heat supply | District heating | Heat pumps | TWh/year | 0
NL | BL 2015 | Output | Heat supply | District heating | Industrial excess & waste incineration | TWh/year | 0
NL | BL 2015 | Output | Costs | Fuel | Fuel excl. natural gas exchange | M EUR | 12745
NL | BL 2015 | Output | Costs | Fuel | Natural gas exchange costs | M EUR | 15520
NL | BL 2015 | Output | Costs | Operation & Maintenance | Marginal operation costs | M EUR | 242
NL | BL 2015 | Output | Costs | Operation & Maintenance | Electricity exchange | M EUR | 0
NL | BL 2015 | Output | Costs | CO2 | CO2 emission costs | M EUR | 933
NL | BL 2015 | Output | Costs | Operation & Maintenance | Fixed operation costs | M EUR | 4047
NL | BL 2015 | Output | Costs | Annual investment | Annual investment costs | M EUR | 14734
NL | BL 2015 | Output | Annualised investment cost | Heating | DH - Solar thermal | M EUR | 0
NL | BL 2015 | Output | Annualised investment cost | Heating | DH - Combined heat & power | M EUR | 167
NL | BL 2015 | Output | Annualised investment cost | Heating | DH - Heat pumps | M EUR | 0
NL | BL 2015 | Output | Annualised investment cost | Heating | DH - Thermal storage | M EUR | 5
NL | BL 2015 | Output | Annualised investment cost | Heating | DH - Fuel & electric boilers | M EUR | 141
NL | BL 2015 | Output | Annualised investment cost | Electricity | Power plants | M EUR | 1199
NL | BL 2015 | Output | Annualised investment cost | Electricity | Onshore wind | M EUR | 117
NL | BL 2015 | Output | Annualised investment cost | Electricity | Offshore wind | M EUR | 29
NL | BL 2015 | Output | Annualised investment cost | Electricity | Photovoltaic | M EUR | 0
NL | BL 2015 | Output | Annualised investment cost | Electricity | Other var. RES | M EUR | 0
NL | BL 2015 | Output | Annualised investment cost | Electricity | Hydro | M EUR | 8
NL | BL 2015 | Output | Annualised investment cost | Electricity | Nuclear plants | M EUR | 83
NL | BL 2015 | Output | Annualised investment cost | Electricity | Geothermal | M EUR | 0
NL | BL 2015 | Output | Annualised investment cost | Liquid & gas fuel plants | Electrolyser | M EUR | 0
NL | BL 2015 | Output | Annualised investment cost | Liquid & gas fuel plants | Hydrogen Storage | M EUR | 0
NL | BL 2015 | Output | Annualised investment cost | Electricity | Pump | M EUR | 0
NL | BL 2015 | Output | Annualised investment cost | Electricity | Turbine | M EUR | 0
NL | BL 2015 | Output | Annualised investment cost | Electricity | Pump Storage | M EUR | 0
NL | BL 2015 | Output | Annualised investment cost | Heating | Indv. boilers | M EUR | 3059
NL | BL 2015 | Output | Annualised investment cost | Heating | Indv. CHP | M EUR | 0
NL | BL 2015 | Output | Annualised investment cost | Heating | Indv. heat pumps | M EUR | 13
NL | BL 2015 | Output | Annualised investment cost | Heating | Indv. electric heat | M EUR | 102
NL | BL 2015 | Output | Annualised investment cost | Heating | Indv. solar thermal | M EUR | 22
NL | BL 2015 | Output | Annualised investment cost | Liquid & gas fuel plants | BioGas Upgrade | M EUR | 0
NL | BL 2015 | Output | Annualised investment cost | Liquid & gas fuel plants | Gasification Upgrade | M EUR | 0
NL | BL 2015 | Output | Annualised investment cost | Heating | DH - Waste incineration | M EUR | 21
NL | BL 2015 | Output | Annualised investment cost | Liquid & gas fuel plants | Biogas Plant | M EUR | 0
NL | BL 2015 | Output | Annualised investment cost | Liquid & gas fuel plants | Gasification Plant | M EUR | 0
NL | BL 2015 | Output | Annualised investment cost | Liquid & gas fuel plants | BioDiesel Plant | M EUR | 168
NL | BL 2015 | Output | Annualised investment cost | Liquid & gas fuel plants | BioPetrol Plant | M EUR | 43
NL | BL 2015 | Output | Annualised investment cost | Liquid & gas fuel plants | BioJPPlant | M EUR | 0
NL | BL 2015 | Output | Annualised investment cost | Electricity | Concentrated solar plants | M EUR | 0
NL | BL 2015 | Output | Annualised investment cost | Liquid & gas fuel plants | Carbon Recycling | M EUR | 0
NL | BL 2015 | Output | Annualised investment cost | Liquid & gas fuel plants | JP Synthesis | M EUR | 0
NL | BL 2015 | Output | Annualised investment cost | Liquid & gas fuel plants | Methanation (CO2) | M EUR | 0
NL | BL 2015 | Output | Annualised investment cost | Water | Water desalination & storage | M EUR | 0
NL | BL 2015 | Output | Annualised investment cost | Liquid & gas fuel plants | Gas Storage | M EUR | 0
NL | BL 2015 | Output | Annualised investment cost | Liquid & gas fuel plants | Oil Storage | M EUR | 0
NL | BL 2015 | Output | Annualised investment cost | Liquid & gas fuel plants | Methanol Storage | M EUR | 0
NL | BL 2015 | Output | Annualised investment cost | Electricity | Interconnection | M EUR | 0
NL | BL 2015 | Output | Annualised investment cost | Heating | DH - Geothermal | M EUR | 0
NL | BL 2015 | Output | Annualised investment cost | Heating | DH - Industrial excess | M EUR | 0
NL | BL 2015 | Output | Annualised investment cost | Electricity | Indust. CHP Electr. | M EUR | 106
NL | BL 2015 | Output | Annualised investment cost | Heating | Indust. CHP Heat | M EUR | 0
NL | BL 2015 | Output | Annualised investment cost | Road vehicles | Vehicles | M EUR | 0
NL | BL 2015 | Output | Annualised investment cost | Heating | Estimated electricity grid reinforcement | M EUR | 0
NL | BL 2015 | Output | Annualised investment cost | Cooling | Cooling savings | M EUR | 46
NL | BL 2015 | Output | Annualised investment cost | Cooling | District cooling pipes | M EUR | 0
NL | BL 2015 | Output | Annualised investment cost | Cooling | Individual cooling | M EUR | 49
NL | BL 2015 | Output | Annualised investment cost | Cooling | District cooling | M EUR | 0
NL | BL 2015 | Output | Annualised investment cost | Heating | District heating substations | M EUR | 0
NL | BL 2015 | Output | Annualised investment cost | Heating | Heat savings | M EUR | 9260
NL | BL 2015 | Output | Annualised investment cost | Heating | District heating pipes | M EUR | 94
NL | BL 2015 | Output | Installed capacity | Heating | DH - Waste incineration | MWth | 123
NL | BL 2015 | Output | Installed capacity | Heating | DH - Solar thermal | MWth | 0
NL | BL 2015 | Output | Installed capacity | Heating | Indv. heat pumps | MWth | 73.5
NL | BL 2015 | Output | Installed capacity | Heating | Indv. boilers | MWth | 54885.8824
NL | BL 2015 | Output | Installed capacity | Cooling | Indv. cooling | MWe | 291.2121
NL | BL 2015 | Output | Installed capacity | Cooling | District cooling - chillers | MWth | 0
NL | BL 2015 | Output | Fuel individual boilers | Indiviual Boilers | Coal | TWh/year | 0.61
NL | BL 2015 | Output | Fuel individual boilers | Indiviual Boilers | Oil | TWh/year | 3.98
NL | BL 2015 | Output | Fuel individual boilers | Indiviual Boilers | Ngas | TWh/year | 164.69
NL | BL 2015 | Output | Fuel individual boilers | Indiviual Boilers | Biomass | TWh/year | 5.34
NL | BL 2050 | Output | PES | Fossil Fuel | Coal | TWh/year | 129.74
NL | BL 2050 | Output | PES | Fossil Fuel | Oil | TWh/year | 168.07
NL | BL 2050 | Output | PES | Fossil Fuel | Natural gas | TWh/year | 201.36
NL | BL 2050 | Output | PES | Nuclear | Nuclear | TWh/year | 32.22
NL | BL 2050 | Output | PES | RES | Biomass | TWh/year | 55.73
NL | BL 2050 | Output | PES | RES | Hydro | TWh/year | 0.05
NL | BL 2050 | Output | PES | RES | Wind | TWh/year | 52.15
NL | BL 2050 | Output | PES | RES | Solar elec. | TWh/year | 11.52
NL | BL 2050 | Output | PES | RES | Geothermal elec. | TWh/year | 3.06
NL | BL 2050 | Output | PES | RES | Solar heat | TWh/year | 0
NL | BL 2050 | Output | PES | RES | Wave & tidal | TWh/year | 0
NL | BL 2050 | Output | PES | Trade | Export/Import | TWh/year | -1.16
NL | BL 2050 | Output | Emissions | Energy and industry | CO2-emissions | Mt | 131.361
NL | BL 2050 | Output | Electricity production | Thermal | Condensing power plants | TWh/year | 57.39
NL | BL 2050 | Output | Electricity production | Thermal | CHP plants (incl. waste) | TWh/year | 17.65
NL | BL 2050 | Output | Electricity production | Thermal | Industrial CHP | TWh/year | 13.12
NL | BL 2050 | Output | Electricity production | Nuclear | Nuclear power plants | TWh/year | 9.67
NL | BL 2050 | Output | Electricity production | RES | Geothermal power plants | TWh/year | 3.06
NL | BL 2050 | Output | Electricity production | RES | Onshore wind | TWh/year | 11.14
NL | BL 2050 | Output | Electricity production | RES | Offshore wind | TWh/year | 41.01
NL | BL 2050 | Output | Electricity production | RES | Photovoltaic | TWh/year | 11.52
NL | BL 2050 | Output | Electricity production | RES | Concentrated solar plants | TWh/year | 0
NL | BL 2050 | Output | Electricity production | RES | Wave & tidal | TWh/year | 0
NL | BL 2050 | Output | Electricity production | RES | Dammed hydro | TWh/year | 0
NL | BL 2050 | Output | Electricity production | RES | River hydro | TWh/year | 0.05
NL | BL 2050 | Output | Electricity production | Trade | Net import (+) / export (-) | TWh/year | -1.16
NL | BL 2050 | Output | Heat supply | Individual heating | Electric heating | TWh/year | 6.67
NL | BL 2050 | Output | Heat supply | Individual heating | Heat pumps | TWh/year | 4.08
NL | BL 2050 | Output | Heat supply | Individual heating | Boilers | TWh/year | 71.04
NL | BL 2050 | Output | Heat supply | Individual heating | Solar thermal | TWh/year | 0
NL | BL 2050 | Output | Heat supply | District heating | CHP plants | TWh/year | 19.86
NL | BL 2050 | Output | Heat supply | District heating | Fuel boilers | TWh/year | 6.92
NL | BL 2050 | Output | Heat supply | District heating | Electric boilers | TWh/year | 0
NL | BL 2050 | Output | Heat supply | District heating | Waste | TWh/year | 0
NL | BL 2050 | Output | Heat supply | District heating | Heat pumps | TWh/year | 0
NL | BL 2050 | Output | Heat supply | District heating | Industrial excess & waste incineration | TWh/year | 0
NL | BL 2050 | Output | Costs | Fuel | Fuel excl. natural gas exchange | M EUR | 12111
NL | BL 2050 | Output | Costs | Fuel | Natural gas exchange costs | M EUR | 6741
NL | BL 2050 | Output | Costs | Operation & Maintenance | Marginal operation costs | M EUR | 391
NL | BL 2050 | Output | Costs | Operation & Maintenance | Electricity exchange | M EUR | 0
NL | BL 2050 | Output | Costs | CO2 | CO2 emission costs | M EUR | 5714
NL | BL 2050 | Output | Costs | Operation & Maintenance | Fixed operation costs | M EUR | 3723
NL | BL 2050 | Output | Costs | Annual investment | Annual investment costs | M EUR | 15660
NL | BL 2050 | Output | Annualised investment cost | Heating | DH - Solar thermal | M EUR | 0
NL | BL 2050 | Output | Annualised investment cost | Heating | DH - Combined heat & power | M EUR | 179
NL | BL 2050 | Output | Annualised investment cost | Heating | DH - Heat pumps | M EUR | 0
NL | BL 2050 | Output | Annualised investment cost | Heating | DH - Thermal storage | M EUR | 5
NL | BL 2050 | Output | Annualised investment cost | Heating | DH - Fuel & electric boilers | M EUR | 406
NL | BL 2050 | Output | Annualised investment cost | Electricity | Power plants | M EUR | 819
NL | BL 2050 | Output | Annualised investment cost | Electricity | Onshore wind | M EUR | 258
NL | BL 2050 | Output | Annualised investment cost | Electricity | Offshore wind | M EUR | 872
NL | BL 2050 | Output | Annualised investment cost | Electricity | Photovoltaic | M EUR | 320
NL | BL 2050 | Output | Annualised investment cost | Electricity | Other var. RES | M EUR | 0
NL | BL 2050 | Output | Annualised investment cost | Electricity | Hydro | M EUR | 9
NL | BL 2050 | Output | Annualised investment cost | Electricity | Nuclear plants | M EUR | 190
NL | BL 2050 | Output | Annualised investment cost | Electricity | Geothermal | M EUR | 72
NL | BL 2050 | Output | Annualised investment cost | Liquid & gas fuel plants | Electrolyser | M EUR | 5
NL | BL 2050 | Output | Annualised investment cost | Liquid & gas fuel plants | Hydrogen Storage | M EUR | 7
NL | BL 2050 | Output | Annualised investment cost | Electricity | Pump | M EUR | 0
NL | BL 2050 | Output | Annualised investment cost | Electricity | Turbine | M EUR | 0
NL | BL 2050 | Output | Annualised investment cost | Electricity | Pump Storage | M EUR | 0
NL | BL 2050 | Output | Annualised investment cost | Heating | Indv. boilers | M EUR | 1272
NL | BL 2050 | Output | Annualised investment cost | Heating | Indv. CHP | M EUR | 0
NL | BL 2050 | Output | Annualised investment cost | Heating | Indv. heat pumps | M EUR | 175
NL | BL 2050 | Output | Annualised investment cost | Heating | Indv. electric heat | M EUR | 67
NL | BL 2050 | Output | Annualised investment cost | Heating | Indv. solar thermal | M EUR | 0
NL | BL 2050 | Output | Annualised investment cost | Liquid & gas fuel plants | BioGas Upgrade | M EUR | 0
NL | BL 2050 | Output | Annualised investment cost | Liquid & gas fuel plants | Gasification Upgrade | M EUR | 0
NL | BL 2050 | Output | Annualised investment cost | Heating | DH - Waste incineration | M EUR | 0
NL | BL 2050 | Output | Annualised investment cost | Liquid & gas fuel plants | Biogas Plant | M EUR | 0
NL | BL 2050 | Output | Annualised investment cost | Liquid & gas fuel plants | Gasification Plant | M EUR | 0
NL | BL 2050 | Output | Annualised investment cost | Liquid & gas fuel plants | BioDiesel Plant | M EUR | 43
NL | BL 2050 | Output | Annualised investment cost | Liquid & gas fuel plants | BioPetrol Plant | M EUR | 22
NL | BL 2050 | Output | Annualised investment cost | Liquid & gas fuel plants | BioJPPlant | M EUR | 0
NL | BL 2050 | Output | Annualised investment cost | Electricity | Concentrated solar plants | M EUR | 0
NL | BL 2050 | Output | Annualised investment cost | Liquid & gas fuel plants | Carbon Recycling | M EUR | 1
NL | BL 2050 | Output | Annualised investment cost | Liquid & gas fuel plants | JP Synthesis | M EUR | 0
NL | BL 2050 | Output | Annualised investment cost | Liquid & gas fuel plants | Methanation (CO2) | M EUR | 1
NL | BL 2050 | Output | Annualised investment cost | Water | Water desalination & storage | M EUR | 0
NL | BL 2050 | Output | Annualised investment cost | Liquid & gas fuel plants | Gas Storage | M EUR | 0
NL | BL 2050 | Output | Annualised investment cost | Liquid & gas fuel plants | Oil Storage | M EUR | 0
NL | BL 2050 | Output | Annualised investment cost | Liquid & gas fuel plants | Methanol Storage | M EUR | 0
NL | BL 2050 | Output | Annualised investment cost | Electricity | Interconnection | M EUR | 0
NL | BL 2050 | Output | Annualised investment cost | Heating | DH - Geothermal | M EUR | 0
NL | BL 2050 | Output | Annualised investment cost | Heating | DH - Industrial excess | M EUR | 0
NL | BL 2050 | Output | Annualised investment cost | Electricity | Indust. CHP Electr. | M EUR | 37
NL | BL 2050 | Output | Annualised investment cost | Heating | Indust. CHP Heat | M EUR | 0
NL | BL 2050 | Output | Annualised investment cost | Road vehicles | Vehicles | M EUR | 0
NL | BL 2050 | Output | Annualised investment cost | Heating | Estimated electricity grid reinforcement | M EUR | 0
NL | BL 2050 | Output | Annualised investment cost | Cooling | Cooling savings | M EUR | 46
NL | BL 2050 | Output | Annualised investment cost | Cooling | District cooling pipes | M EUR | 0
NL | BL 2050 | Output | Annualised investment cost | Cooling | Individual cooling | M EUR | 1356
NL | BL 2050 | Output | Annualised investment cost | Cooling | District cooling | M EUR | 0
NL | BL 2050 | Output | Annualised investment cost | Heating | District heating substations | M EUR | 142
NL | BL 2050 | Output | Annualised investment cost | Heating | Heat savings | M EUR | 9260
NL | BL 2050 | Output | Annualised investment cost | Heating | District heating pipes | M EUR | 94
NL | BL 2050 | Output | Installed capacity | Heating | DH - Waste incineration | MWth | 0
NL | BL 2050 | Output | Installed capacity | Heating | DH - Solar thermal | MWth | 4
NL | BL 2050 | Output | Installed capacity | Heating | Indv. heat pumps | MWth | 1169
NL | BL 2050 | Output | Installed capacity | Heating | Indv. boilers | MWth | 26109.4118
NL | BL 2050 | Output | Installed capacity | Cooling | Indv. cooling | MWe | 5404.2424
NL | BL 2050 | Output | Installed capacity | Cooling | District cooling - chillers | MWth | 0
NL | BL 2050 | Output | Fuel individual boilers | Indiviual Boilers | Coal | TWh/year | 0
NL | BL 2050 | Output | Fuel individual boilers | Indiviual Boilers | Oil | TWh/year | 0
NL | BL 2050 | Output | Fuel individual boilers | Indiviual Boilers | Ngas | TWh/year | 60.17
NL | BL 2050 | Output | Fuel individual boilers | Indiviual Boilers | Biomass | TWh/year | 16.84
NL | CD Savings | Output | PES | Fossil Fuel | Coal | TWh/year | 2.19
NL | CD Savings | Output | PES | Fossil Fuel | Oil | TWh/year | 32.47
NL | CD Savings | Output | PES | Fossil Fuel | Natural gas | TWh/year | 120.03
NL | CD Savings | Output | PES | Nuclear | Nuclear | TWh/year | 0
NL | CD Savings | Output | PES | RES | Biomass | TWh/year | 354.2
NL | CD Savings | Output | PES | RES | Hydro | TWh/year | 0.05
NL | CD Savings | Output | PES | RES | Wind | TWh/year | 242.96
NL | CD Savings | Output | PES | RES | Solar elec. | TWh/year | 44.88
NL | CD Savings | Output | PES | RES | Geothermal elec. | TWh/year | 1.6
NL | CD Savings | Output | PES | RES | Solar heat | TWh/year | 0
NL | CD Savings | Output | PES | RES | Wave & tidal | TWh/year | 4.01
NL | CD Savings | Output | PES | Trade | Export/Import | TWh/year | -20.25
NL | CD Savings | Output | Emissions | Energy and industry | CO2-emissions | Mt | 33.885
NL | CD Savings | Output | Electricity production | Thermal | Condensing power plants | TWh/year | 152.75
NL | CD Savings | Output | Electricity production | Thermal | CHP plants (incl. waste) | TWh/year | 7.77
NL | CD Savings | Output | Electricity production | Thermal | Industrial CHP | TWh/year | 13.12
NL | CD Savings | Output | Electricity production | Nuclear | Nuclear power plants | TWh/year | 0
NL | CD Savings | Output | Electricity production | RES | Geothermal power plants | TWh/year | 1.6
NL | CD Savings | Output | Electricity production | RES | Onshore wind | TWh/year | 74.45
NL | CD Savings | Output | Electricity production | RES | Offshore wind | TWh/year | 168.51
NL | CD Savings | Output | Electricity production | RES | Photovoltaic | TWh/year | 44.88
NL | CD Savings | Output | Electricity production | RES | Concentrated solar plants | TWh/year | 0
NL | CD Savings | Output | Electricity production | RES | Wave & tidal | TWh/year | 4.01
NL | CD Savings | Output | Electricity production | RES | Dammed hydro | TWh/year | 0
NL | CD Savings | Output | Electricity production | RES | River hydro | TWh/year | 0.05
NL | CD Savings | Output | Electricity production | Trade | Net import (+) / export (-) | TWh/year | -20.25
NL | CD Savings | Output | Heat supply | Individual heating | Electric heating | TWh/year | 5.62
NL | CD Savings | Output | Heat supply | Individual heating | Heat pumps | TWh/year | 3.43
NL | CD Savings | Output | Heat supply | Individual heating | Boilers | TWh/year | 59.81
NL | CD Savings | Output | Heat supply | Individual heating | Solar thermal | TWh/year | 0
NL | CD Savings | Output | Heat supply | District heating | CHP plants | TWh/year | 15.49
NL | CD Savings | Output | Heat supply | District heating | Fuel boilers | TWh/year | 7.3
NL | CD Savings | Output | Heat supply | District heating | Electric boilers | TWh/year | 0
NL | CD Savings | Output | Heat supply | District heating | Waste | TWh/year | 0
NL | CD Savings | Output | Heat supply | District heating | Heat pumps | TWh/year | 0
NL | CD Savings | Output | Heat supply | District heating | Industrial excess & waste incineration | TWh/year | 0
NL | CD Savings | Output | Costs | Fuel | Fuel excl. natural gas exchange | M EUR | 14760
NL | CD Savings | Output | Costs | Fuel | Natural gas exchange costs | M EUR | 4019
NL | CD Savings | Output | Costs | Operation & Maintenance | Marginal operation costs | M EUR | 449
NL | CD Savings | Output | Costs | Operation & Maintenance | Electricity exchange | M EUR | 0
NL | CD Savings | Output | Costs | CO2 | CO2 emission costs | M EUR | 1474
NL | CD Savings | Output | Costs | Operation & Maintenance | Fixed operation costs | M EUR | 9031
NL | CD Savings | Output | Costs | Annual investment | Annual investment costs | M EUR | 28822
NL | CD Savings | Output | Annualised investment cost | Heating | DH - Solar thermal | M EUR | 0
NL | CD Savings | Output | Annualised investment cost | Heating | DH - Combined heat & power | M EUR | 120
NL | CD Savings | Output | Annualised investment cost | Heating | DH - Heat pumps | M EUR | 0
NL | CD Savings | Output | Annualised investment cost | Heating | DH - Thermal storage | M EUR | 4
NL | CD Savings | Output | Annualised investment cost | Heating | DH - Fuel & electric boilers | M EUR | 534
NL | CD Savings | Output | Annualised investment cost | Electricity | Power plants | M EUR | 3358
NL | CD Savings | Output | Annualised investment cost | Electricity | Onshore wind | M EUR | 1725
NL | CD Savings | Output | Annualised investment cost | Electricity | Offshore wind | M EUR | 3582
NL | CD Savings | Output | Annualised investment cost | Electricity | Photovoltaic | M EUR | 1248
NL | CD Savings | Output | Annualised investment cost | Electricity | Other var. RES | M EUR | 65
NL | CD Savings | Output | Annualised investment cost | Electricity | Hydro | M EUR | 9
NL | CD Savings | Output | Annualised investment cost | Electricity | Nuclear plants | M EUR | 0
NL | CD Savings | Output | Annualised investment cost | Electricity | Geothermal | M EUR | 38
NL | CD Savings | Output | Annualised investment cost | Liquid & gas fuel plants | Electrolyser | M EUR | 922
NL | CD Savings | Output | Annualised investment cost | Liquid & gas fuel plants | Hydrogen Storage | M EUR | 1295
NL | CD Savings | Output | Annualised investment cost | Electricity | Pump | M EUR | 0
NL | CD Savings | Output | Annualised investment cost | Electricity | Turbine | M EUR | 0
NL | CD Savings | Output | Annualised investment cost | Electricity | Pump Storage | M EUR | 0
NL | CD Savings | Output | Annualised investment cost | Heating | Indv. boilers | M EUR | 1510
NL | CD Savings | Output | Annualised investment cost | Heating | Indv. CHP | M EUR | 0
NL | CD Savings | Output | Annualised investment cost | Heating | Indv. heat pumps | M EUR | 175
NL | CD Savings | Output | Annualised investment cost | Heating | Indv. electric heat | M EUR | 67
NL | CD Savings | Output | Annualised investment cost | Heating | Indv. solar thermal | M EUR | 0
NL | CD Savings | Output | Annualised investment cost | Liquid & gas fuel plants | BioGas Upgrade | M EUR | 9
NL | CD Savings | Output | Annualised investment cost | Liquid & gas fuel plants | Gasification Upgrade | M EUR | 0
NL | CD Savings | Output | Annualised investment cost | Heating | DH - Waste incineration | M EUR | 0
NL | CD Savings | Output | Annualised investment cost | Liquid & gas fuel plants | Biogas Plant | M EUR | 45
NL | CD Savings | Output | Annualised investment cost | Liquid & gas fuel plants | Gasification Plant | M EUR | 0
NL | CD Savings | Output | Annualised investment cost | Liquid & gas fuel plants | BioDiesel Plant | M EUR | 52
NL | CD Savings | Output | Annualised investment cost | Liquid & gas fuel plants | BioPetrol Plant | M EUR | 209
NL | CD Savings | Output | Annualised investment cost | Liquid & gas fuel plants | BioJPPlant | M EUR | 0
NL | CD Savings | Output | Annualised investment cost | Electricity | Concentrated solar plants | M EUR | 0
NL | CD Savings | Output | Annualised investment cost | Liquid & gas fuel plants | Carbon Recycling | M EUR | 108
NL | CD Savings | Output | Annualised investment cost | Liquid & gas fuel plants | JP Synthesis | M EUR | 0
NL | CD Savings | Output | Annualised investment cost | Liquid & gas fuel plants | Methanation (CO2) | M EUR | 130
NL | CD Savings | Output | Annualised investment cost | Water | Water desalination & storage | M EUR | 0
NL | CD Savings | Output | Annualised investment cost | Liquid & gas fuel plants | Gas Storage | M EUR | 0
NL | CD Savings | Output | Annualised investment cost | Liquid & gas fuel plants | Oil Storage | M EUR | 0
NL | CD Savings | Output | Annualised investment cost | Liquid & gas fuel plants | Methanol Storage | M EUR | 0
NL | CD Savings | Output | Annualised investment cost | Electricity | Interconnection | M EUR | 0
NL | CD Savings | Output | Annualised investment cost | Heating | DH - Geothermal | M EUR | 0
NL | CD Savings | Output | Annualised investment cost | Heating | DH - Industrial excess | M EUR | 0
NL | CD Savings | Output | Annualised investment cost | Electricity | Indust. CHP Electr. | M EUR | 37
NL | CD Savings | Output | Annualised investment cost | Heating | Indust. CHP Heat | M EUR | 0
NL | CD Savings | Output | Annualised investment cost | Road vehicles | Vehicles | M EUR | 0
NL | CD Savings | Output | Annualised investment cost | Heating | Estimated electricity grid reinforcement | M EUR | 1025
NL | CD Savings | Output | Annualised investment cost | Cooling | Cooling savings | M EUR | 46
NL | CD Savings | Output | Annualised investment cost | Cooling | District cooling pipes | M EUR | 37
NL | CD Savings | Output | Annualised investment cost | Cooling | Individual cooling | M EUR | 1338
NL | CD Savings | Output | Annualised investment cost | Cooling | District cooling | M EUR | 4
NL | CD Savings | Output | Annualised investment cost | Heating | District heating substations | M EUR | 142
NL | CD Savings | Output | Annualised investment cost | Heating | Heat savings | M EUR | 9826
NL | CD Savings | Output | Annualised investment cost | Heating | District heating pipes | M EUR | 1159
NL | CD Savings | Output | Installed capacity | Heating | DH - Waste incineration | MWth | 0
NL | CD Savings | Output | Installed capacity | Heating | DH - Solar thermal | MWth | 0
NL | CD Savings | Output | Installed capacity | Heating | Indv. heat pumps | MWth | 1057
NL | CD Savings | Output | Installed capacity | Heating | Indv. boilers | MWth | 21660
NL | CD Savings | Output | Installed capacity | Cooling | Indv. cooling | MWe | 5335.1515
NL | CD Savings | Output | Installed capacity | Cooling | District cooling - chillers | MWth | 455.7143
NL | CD Savings | Output | Fuel individual boilers | Indiviual Boilers | Coal | TWh/year | 0
NL | CD Savings | Output | Fuel individual boilers | Indiviual Boilers | Oil | TWh/year | 0
NL | CD Savings | Output | Fuel individual boilers | Indiviual Boilers | Ngas | TWh/year | 50.67
NL | CD Savings | Output | Fuel individual boilers | Indiviual Boilers | Biomass | TWh/year | 14.18
NL | CD 2050 | Output | PES | Fossil Fuel | Coal | TWh/year | 2.19
NL | CD 2050 | Output | PES | Fossil Fuel | Oil | TWh/year | 35.47
NL | CD 2050 | Output | PES | Fossil Fuel | Natural gas | TWh/year | 149.51
NL | CD 2050 | Output | PES | Nuclear | Nuclear | TWh/year | 0
NL | CD 2050 | Output | PES | RES | Biomass | TWh/year | 369.83
NL | CD 2050 | Output | PES | RES | Hydro | TWh/year | 0.05
NL | CD 2050 | Output | PES | RES | Wind | TWh/year | 242.96
NL | CD 2050 | Output | PES | RES | Solar elec. | TWh/year | 44.88
NL | CD 2050 | Output | PES | RES | Geothermal elec. | TWh/year | 1.6
NL | CD 2050 | Output | PES | RES | Solar heat | TWh/year | 0
NL | CD 2050 | Output | PES | RES | Wave & tidal | TWh/year | 4.01
NL | CD 2050 | Output | PES | Trade | Export/Import | TWh/year | -15.96
NL | CD 2050 | Output | Emissions | Energy and industry | CO2-emissions | Mt | 40.71
NL | CD 2050 | Output | Electricity production | Thermal | Condensing power plants | TWh/year | 166.85
NL | CD 2050 | Output | Electricity production | Thermal | CHP plants (incl. waste) | TWh/year | 15.22
NL | CD 2050 | Output | Electricity production | Thermal | Industrial CHP | TWh/year | 0
NL | CD 2050 | Output | Electricity production | Nuclear | Nuclear power plants | TWh/year | 0
NL | CD 2050 | Output | Electricity production | RES | Geothermal power plants | TWh/year | 1.6
NL | CD 2050 | Output | Electricity production | RES | Onshore wind | TWh/year | 74.45
NL | CD 2050 | Output | Electricity production | RES | Offshore wind | TWh/year | 168.51
NL | CD 2050 | Output | Electricity production | RES | Photovoltaic | TWh/year | 44.88
NL | CD 2050 | Output | Electricity production | RES | Concentrated solar plants | TWh/year | 0
NL | CD 2050 | Output | Electricity production | RES | Wave & tidal | TWh/year | 4.01
NL | CD 2050 | Output | Electricity production | RES | Dammed hydro | TWh/year | 0
NL | CD 2050 | Output | Electricity production | RES | River hydro | TWh/year | 0.05
NL | CD 2050 | Output | Electricity production | Trade | Net import (+) / export (-) | TWh/year | -15.96
NL | CD 2050 | Output | Heat supply | Individual heating | Electric heating | TWh/year | 6.67
NL | CD 2050 | Output | Heat supply | Individual heating | Heat pumps | TWh/year | 4.08
NL | CD 2050 | Output | Heat supply | Individual heating | Boilers | TWh/year | 71.04
NL | CD 2050 | Output | Heat supply | Individual heating | Solar thermal | TWh/year | 0
NL | CD 2050 | Output | Heat supply | District heating | CHP plants | TWh/year | 17.13
NL | CD 2050 | Output | Heat supply | District heating | Fuel boilers | TWh/year | 9.66
NL | CD 2050 | Output | Heat supply | District heating | Electric boilers | TWh/year | 0
NL | CD 2050 | Output | Heat supply | District heating | Waste | TWh/year | 0
NL | CD 2050 | Output | Heat supply | District heating | Heat pumps | TWh/year | 0
NL | CD 2050 | Output | Heat supply | District heating | Industrial excess & waste incineration | TWh/year | 0
NL | CD 2050 | Output | Costs | Fuel | Fuel excl. natural gas exchange | M EUR | 15550
NL | CD 2050 | Output | Costs | Fuel | Natural gas exchange costs | M EUR | 5006
NL | CD 2050 | Output | Costs | Operation & Maintenance | Marginal operation costs | M EUR | 506
NL | CD 2050 | Output | Costs | Operation & Maintenance | Electricity exchange | M EUR | 0
NL | CD 2050 | Output | Costs | CO2 | CO2 emission costs | M EUR | 1771
NL | CD 2050 | Output | Costs | Operation & Maintenance | Fixed operation costs | M EUR | 8963
NL | CD 2050 | Output | Costs | Annual investment | Annual investment costs | M EUR | 26197
NL | CD 2050 | Output | Annualised investment cost | Heating | DH - Solar thermal | M EUR | 0
NL | CD 2050 | Output | Annualised investment cost | Heating | DH - Combined heat & power | M EUR | 212
NL | CD 2050 | Output | Annualised investment cost | Heating | DH - Heat pumps | M EUR | 0
NL | CD 2050 | Output | Annualised investment cost | Heating | DH - Thermal storage | M EUR | 5
NL | CD 2050 | Output | Annualised investment cost | Heating | DH - Fuel & electric boilers | M EUR | 299
NL | CD 2050 | Output | Annualised investment cost | Electricity | Power plants | M EUR | 3377
NL | CD 2050 | Output | Annualised investment cost | Electricity | Onshore wind | M EUR | 1725
NL | CD 2050 | Output | Annualised investment cost | Electricity | Offshore wind | M EUR | 3582
NL | CD 2050 | Output | Annualised investment cost | Electricity | Photovoltaic | M EUR | 1248
NL | CD 2050 | Output | Annualised investment cost | Electricity | Other var. RES | M EUR | 65
NL | CD 2050 | Output | Annualised investment cost | Electricity | Hydro | M EUR | 9
NL | CD 2050 | Output | Annualised investment cost | Electricity | Nuclear plants | M EUR | 0
NL | CD 2050 | Output | Annualised investment cost | Electricity | Geothermal | M EUR | 38
NL | CD 2050 | Output | Annualised investment cost | Liquid & gas fuel plants | Electrolyser | M EUR | 946
NL | CD 2050 | Output | Annualised investment cost | Liquid & gas fuel plants | Hydrogen Storage | M EUR | 1329
NL | CD 2050 | Output | Annualised investment cost | Electricity | Pump | M EUR | 0
NL | CD 2050 | Output | Annualised investment cost | Electricity | Turbine | M EUR | 0
NL | CD 2050 | Output | Annualised investment cost | Electricity | Pump Storage | M EUR | 0
NL | CD 2050 | Output | Annualised investment cost | Heating | Indv. boilers | M EUR | 1510
NL | CD 2050 | Output | Annualised investment cost | Heating | Indv. CHP | M EUR | 0
NL | CD 2050 | Output | Annualised investment cost | Heating | Indv. heat pumps | M EUR | 175
NL | CD 2050 | Output | Annualised investment cost | Heating | Indv. electric heat | M EUR | 67
NL | CD 2050 | Output | Annualised investment cost | Heating | Indv. solar thermal | M EUR | 0
NL | CD 2050 | Output | Annualised investment cost | Liquid & gas fuel plants | BioGas Upgrade | M EUR | 0
NL | CD 2050 | Output | Annualised investment cost | Liquid & gas fuel plants | Gasification Upgrade | M EUR | 0
NL | CD 2050 | Output | Annualised investment cost | Heating | DH - Waste incineration | M EUR | 0
NL | CD 2050 | Output | Annualised investment cost | Liquid & gas fuel plants | Biogas Plant | M EUR | 0
NL | CD 2050 | Output | Annualised investment cost | Liquid & gas fuel plants | Gasification Plant | M EUR | 0
NL | CD 2050 | Output | Annualised investment cost | Liquid & gas fuel plants | BioDiesel Plant | M EUR | 52
NL | CD 2050 | Output | Annualised investment cost | Liquid & gas fuel plants | BioPetrol Plant | M EUR | 209
NL | CD 2050 | Output | Annualised investment cost | Liquid & gas fuel plants | BioJPPlant | M EUR | 0
NL | CD 2050 | Output | Annualised investment cost | Electricity | Concentrated solar plants | M EUR | 0
NL | CD 2050 | Output | Annualised investment cost | Liquid & gas fuel plants | Carbon Recycling | M EUR | 108
NL | CD 2050 | Output | Annualised investment cost | Liquid & gas fuel plants | JP Synthesis | M EUR | 0
NL | CD 2050 | Output | Annualised investment cost | Liquid & gas fuel plants | Methanation (CO2) | M EUR | 130
NL | CD 2050 | Output | Annualised investment cost | Water | Water desalination & storage | M EUR | 0
NL | CD 2050 | Output | Annualised investment cost | Liquid & gas fuel plants | Gas Storage | M EUR | 0
NL | CD 2050 | Output | Annualised investment cost | Liquid & gas fuel plants | Oil Storage | M EUR | 0
NL | CD 2050 | Output | Annualised investment cost | Liquid & gas fuel plants | Methanol Storage | M EUR | 0
NL | CD 2050 | Output | Annualised investment cost | Electricity | Interconnection | M EUR | 0
NL | CD 2050 | Output | Annualised investment cost | Heating | DH - Geothermal | M EUR | 0
NL | CD 2050 | Output | Annualised investment cost | Heating | DH - Industrial excess | M EUR | 0
NL | CD 2050 | Output | Annualised investment cost | Electricity | Indust. CHP Electr. | M EUR | 0
NL | CD 2050 | Output | Annualised investment cost | Heating | Indust. CHP Heat | M EUR | 0
NL | CD 2050 | Output | Annualised investment cost | Road vehicles | Vehicles | M EUR | 0
NL | CD 2050 | Output | Annualised investment cost | Heating | Estimated electricity grid reinforcement | M EUR | 212
NL | CD 2050 | Output | Annualised investment cost | Cooling | Cooling savings | M EUR | 46
NL | CD 2050 | Output | Annualised investment cost | Cooling | District cooling pipes | M EUR | 0
NL | CD 2050 | Output | Annualised investment cost | Cooling | Individual cooling | M EUR | 1356
NL | CD 2050 | Output | Annualised investment cost | Cooling | District cooling | M EUR | 0
NL | CD 2050 | Output | Annualised investment cost | Heating | District heating substations | M EUR | 142
NL | CD 2050 | Output | Annualised investment cost | Heating | Heat savings | M EUR | 9260
NL | CD 2050 | Output | Annualised investment cost | Heating | District heating pipes | M EUR | 94
NL | CD 2050 | Output | Installed capacity | Heating | DH - Waste incineration | MWth | 0
NL | CD 2050 | Output | Installed capacity | Heating | DH - Solar thermal | MWth | 0
NL | CD 2050 | Output | Installed capacity | Heating | Indv. heat pumps | MWth | 1274
NL | CD 2050 | Output | Installed capacity | Heating | Indv. boilers | MWth | 26109.4118
NL | CD 2050 | Output | Installed capacity | Cooling | Indv. cooling | MWe | 5404.2424
NL | CD 2050 | Output | Installed capacity | Cooling | District cooling - chillers | MWth | 0
NL | CD 2050 | Output | Fuel individual boilers | Indiviual Boilers | Coal | TWh/year | 0
NL | CD 2050 | Output | Fuel individual boilers | Indiviual Boilers | Oil | TWh/year | 0
NL | CD 2050 | Output | Fuel individual boilers | Indiviual Boilers | Ngas | TWh/year | 60.17
NL | CD 2050 | Output | Fuel individual boilers | Indiviual Boilers | Biomass | TWh/year | 16.84
NL | HRE 2050 | Output | PES | Fossil Fuel | Coal | TWh/year | 2.19
NL | HRE 2050 | Output | PES | Fossil Fuel | Oil | TWh/year | 32.47
NL | HRE 2050 | Output | PES | Fossil Fuel | Natural gas | TWh/year | 77.04
NL | HRE 2050 | Output | PES | Nuclear | Nuclear | TWh/year | 0
NL | HRE 2050 | Output | PES | RES | Biomass | TWh/year | 325.93
NL | HRE 2050 | Output | PES | RES | Hydro | TWh/year | 0.05
NL | HRE 2050 | Output | PES | RES | Wind | TWh/year | 244.97
NL | HRE 2050 | Output | PES | RES | Solar elec. | TWh/year | 43.82
NL | HRE 2050 | Output | PES | RES | Geothermal elec. | TWh/year | 1.6
NL | HRE 2050 | Output | PES | RES | Solar heat | TWh/year | 0.57
NL | HRE 2050 | Output | PES | RES | Wave & tidal | TWh/year | 4.01
NL | HRE 2050 | Output | PES | Trade | Export/Import | TWh/year | -15.23
NL | HRE 2050 | Output | Emissions | Energy and industry | CO2-emissions | Mt | 25.078
NL | HRE 2050 | Output | Electricity production | Thermal | Condensing power plants | TWh/year | 141.77
NL | HRE 2050 | Output | Electricity production | Thermal | CHP plants (incl. waste) | TWh/year | 21.26
NL | HRE 2050 | Output | Electricity production | Thermal | Industrial CHP | TWh/year | 13.12
NL | HRE 2050 | Output | Electricity production | Nuclear | Nuclear power plants | TWh/year | 0
NL | HRE 2050 | Output | Electricity production | RES | Geothermal power plants | TWh/year | 1.6
NL | HRE 2050 | Output | Electricity production | RES | Onshore wind | TWh/year | 54.86
NL | HRE 2050 | Output | Electricity production | RES | Offshore wind | TWh/year | 190.11
NL | HRE 2050 | Output | Electricity production | RES | Photovoltaic | TWh/year | 43.82
NL | HRE 2050 | Output | Electricity production | RES | Concentrated solar plants | TWh/year | 0
NL | HRE 2050 | Output | Electricity production | RES | Wave & tidal | TWh/year | 4.01
NL | HRE 2050 | Output | Electricity production | RES | Dammed hydro | TWh/year | 0
NL | HRE 2050 | Output | Electricity production | RES | River hydro | TWh/year | 0.05
NL | HRE 2050 | Output | Electricity production | Trade | Net import (+) / export (-) | TWh/year | -15.23
NL | HRE 2050 | Output | Heat supply | Individual heating | Electric heating | TWh/year | 0
NL | HRE 2050 | Output | Heat supply | Individual heating | Heat pumps | TWh/year | 32.18
NL | HRE 2050 | Output | Heat supply | Individual heating | Boilers | TWh/year | 0
NL | HRE 2050 | Output | Heat supply | Individual heating | Solar thermal | TWh/year | 0
NL | HRE 2050 | Output | Heat supply | District heating | CHP plants | TWh/year | 23.92
NL | HRE 2050 | Output | Heat supply | District heating | Fuel boilers | TWh/year | 3.65
NL | HRE 2050 | Output | Heat supply | District heating | Electric boilers | TWh/year | 1.17
NL | HRE 2050 | Output | Heat supply | District heating | Waste | TWh/year | 0
NL | HRE 2050 | Output | Heat supply | District heating | Heat pumps | TWh/year | 18.82
NL | HRE 2050 | Output | Heat supply | District heating | Industrial excess & waste incineration | TWh/year | 18.24
NL | HRE 2050 | Output | Costs | Fuel | Fuel excl. natural gas exchange | M EUR | 13010
NL | HRE 2050 | Output | Costs | Fuel | Natural gas exchange costs | M EUR | 2579
NL | HRE 2050 | Output | Costs | Operation & Maintenance | Marginal operation costs | M EUR | 457
NL | HRE 2050 | Output | Costs | Operation & Maintenance | Electricity exchange | M EUR | 0
NL | HRE 2050 | Output | Costs | CO2 | CO2 emission costs | M EUR | 1091
NL | HRE 2050 | Output | Costs | Operation & Maintenance | Fixed operation costs | M EUR | 8203
NL | HRE 2050 | Output | Costs | Annual investment | Annual investment costs | M EUR | 28800
NL | HRE 2050 | Output | Annualised investment cost | Heating | DH - Solar thermal | M EUR | 8
NL | HRE 2050 | Output | Annualised investment cost | Heating | DH - Combined heat & power | M EUR | 345
NL | HRE 2050 | Output | Annualised investment cost | Heating | DH - Heat pumps | M EUR | 244
NL | HRE 2050 | Output | Annualised investment cost | Heating | DH - Thermal storage | M EUR | 16
NL | HRE 2050 | Output | Annualised investment cost | Heating | DH - Fuel & electric boilers | M EUR | 540
NL | HRE 2050 | Output | Annualised investment cost | Electricity | Power plants | M EUR | 3157
NL | HRE 2050 | Output | Annualised investment cost | Electricity | Onshore wind | M EUR | 1271
NL | HRE 2050 | Output | Annualised investment cost | Electricity | Offshore wind | M EUR | 4041
NL | HRE 2050 | Output | Annualised investment cost | Electricity | Photovoltaic | M EUR | 1218
NL | HRE 2050 | Output | Annualised investment cost | Electricity | Other var. RES | M EUR | 65
NL | HRE 2050 | Output | Annualised investment cost | Electricity | Hydro | M EUR | 9
NL | HRE 2050 | Output | Annualised investment cost | Electricity | Nuclear plants | M EUR | 0
NL | HRE 2050 | Output | Annualised investment cost | Electricity | Geothermal | M EUR | 38
NL | HRE 2050 | Output | Annualised investment cost | Liquid & gas fuel plants | Electrolyser | M EUR | 922
NL | HRE 2050 | Output | Annualised investment cost | Liquid & gas fuel plants | Hydrogen Storage | M EUR | 1295
NL | HRE 2050 | Output | Annualised investment cost | Electricity | Pump | M EUR | 0
NL | HRE 2050 | Output | Annualised investment cost | Electricity | Turbine | M EUR | 0
NL | HRE 2050 | Output | Annualised investment cost | Electricity | Pump Storage | M EUR | 0
NL | HRE 2050 | Output | Annualised investment cost | Heating | Indv. boilers | M EUR | 0
NL | HRE 2050 | Output | Annualised investment cost | Heating | Indv. CHP | M EUR | 0
NL | HRE 2050 | Output | Annualised investment cost | Heating | Indv. heat pumps | M EUR | 1637
NL | HRE 2050 | Output | Annualised investment cost | Heating | Indv. electric heat | M EUR | 0
NL | HRE 2050 | Output | Annualised investment cost | Heating | Indv. solar thermal | M EUR | 0
NL | HRE 2050 | Output | Annualised investment cost | Liquid & gas fuel plants | BioGas Upgrade | M EUR | 9
NL | HRE 2050 | Output | Annualised investment cost | Liquid & gas fuel plants | Gasification Upgrade | M EUR | 0
NL | HRE 2050 | Output | Annualised investment cost | Heating | DH - Waste incineration | M EUR | 0
NL | HRE 2050 | Output | Annualised investment cost | Liquid & gas fuel plants | Biogas Plant | M EUR | 45
NL | HRE 2050 | Output | Annualised investment cost | Liquid & gas fuel plants | Gasification Plant | M EUR | 0
NL | HRE 2050 | Output | Annualised investment cost | Liquid & gas fuel plants | BioDiesel Plant | M EUR | 52
NL | HRE 2050 | Output | Annualised investment cost | Liquid & gas fuel plants | BioPetrol Plant | M EUR | 209
NL | HRE 2050 | Output | Annualised investment cost | Liquid & gas fuel plants | BioJPPlant | M EUR | 0
NL | HRE 2050 | Output | Annualised investment cost | Electricity | Concentrated solar plants | M EUR | 0
NL | HRE 2050 | Output | Annualised investment cost | Liquid & gas fuel plants | Carbon Recycling | M EUR | 108
NL | HRE 2050 | Output | Annualised investment cost | Liquid & gas fuel plants | JP Synthesis | M EUR | 0
NL | HRE 2050 | Output | Annualised investment cost | Liquid & gas fuel plants | Methanation (CO2) | M EUR | 130
NL | HRE 2050 | Output | Annualised investment cost | Water | Water desalination & storage | M EUR | 0
NL | HRE 2050 | Output | Annualised investment cost | Liquid & gas fuel plants | Gas Storage | M EUR | 0
NL | HRE 2050 | Output | Annualised investment cost | Liquid & gas fuel plants | Oil Storage | M EUR | 0
NL | HRE 2050 | Output | Annualised investment cost | Liquid & gas fuel plants | Methanol Storage | M EUR | 0
NL | HRE 2050 | Output | Annualised investment cost | Electricity | Interconnection | M EUR | 0
NL | HRE 2050 | Output | Annualised investment cost | Heating | DH - Geothermal | M EUR | 59
NL | HRE 2050 | Output | Annualised investment cost | Heating | DH - Industrial excess | M EUR | 8
NL | HRE 2050 | Output | Annualised investment cost | Electricity | Indust. CHP Electr. | M EUR | 37
NL | HRE 2050 | Output | Annualised investment cost | Heating | Indust. CHP Heat | M EUR | 0
NL | HRE 2050 | Output | Annualised investment cost | Road vehicles | Vehicles | M EUR | 0
NL | HRE 2050 | Output | Annualised investment cost | Heating | Estimated electricity grid reinforcement | M EUR | 515
NL | HRE 2050 | Output | Annualised investment cost | Cooling | Cooling savings | M EUR | 46
NL | HRE 2050 | Output | Annualised investment cost | Cooling | District cooling pipes | M EUR | 37
NL | HRE 2050 | Output | Annualised investment cost | Cooling | Individual cooling | M EUR | 1338
NL | HRE 2050 | Output | Annualised investment cost | Cooling | District cooling | M EUR | 4
NL | HRE 2050 | Output | Annualised investment cost | Heating | District heating substations | M EUR | 409
NL | HRE 2050 | Output | Annualised investment cost | Heating | Heat savings | M EUR | 9826
NL | HRE 2050 | Output | Annualised investment cost | Heating | District heating pipes | M EUR | 1159
NL | HRE 2050 | Output | Installed capacity | Heating | DH - Waste incineration | MWth | 0
NL | HRE 2050 | Output | Installed capacity | Heating | DH - Solar thermal | MWth | 449
NL | HRE 2050 | Output | Installed capacity | Heating | Indv. heat pumps | MWth | 9905
NL | HRE 2050 | Output | Installed capacity | Heating | Indv. boilers | MWth | 0
NL | HRE 2050 | Output | Installed capacity | Cooling | Indv. cooling | MWe | 5335.1515
NL | HRE 2050 | Output | Installed capacity | Cooling | District cooling - chillers | MWth | 455.7143
NL | HRE 2050 | Output | Fuel individual boilers | Indiviual Boilers | Coal | TWh/year | 0
NL | HRE 2050 | Output | Fuel individual boilers | Indiviual Boilers | Oil | TWh/year | 0
NL | HRE 2050 | Output | Fuel individual boilers | Indiviual Boilers | Ngas | TWh/year | 0
NL | HRE 2050 | Output | Fuel individual boilers | Indiviual Boilers | Biomass | TWh/year | 0
PL | BL 2015 | Output | PES | Fossil Fuel | Coal | TWh/year | 649.27
PL | BL 2015 | Output | PES | Fossil Fuel | Oil | TWh/year | 227.95
PL | BL 2015 | Output | PES | Fossil Fuel | Natural gas | TWh/year | 154.81
PL | BL 2015 | Output | PES | Nuclear | Nuclear | TWh/year | 0
PL | BL 2015 | Output | PES | RES | Biomass | TWh/year | 60.8
PL | BL 2015 | Output | PES | RES | Hydro | TWh/year | 3.58
PL | BL 2015 | Output | PES | RES | Wind | TWh/year | 1.71
PL | BL 2015 | Output | PES | RES | Solar elec. | TWh/year | 0
PL | BL 2015 | Output | PES | RES | Geothermal elec. | TWh/year | 0
PL | BL 2015 | Output | PES | RES | Solar heat | TWh/year | 0.03
PL | BL 2015 | Output | PES | RES | Wave & tidal | TWh/year | 0
PL | BL 2015 | Output | PES | Trade | Export/Import | TWh/year | 0
PL | BL 2015 | Output | Emissions | Energy and industry | CO2-emissions | Mt | 321.978
PL | BL 2015 | Output | Electricity production | Thermal | Condensing power plants | TWh/year | 79.56
PL | BL 2015 | Output | Electricity production | Thermal | CHP plants (incl. waste) | TWh/year | 41.8
PL | BL 2015 | Output | Electricity production | Thermal | Industrial CHP | TWh/year | 7.25
PL | BL 2015 | Output | Electricity production | Nuclear | Nuclear power plants | TWh/year | 0
PL | BL 2015 | Output | Electricity production | RES | Geothermal power plants | TWh/year | 0
PL | BL 2015 | Output | Electricity production | RES | Onshore wind | TWh/year | 1.71
PL | BL 2015 | Output | Electricity production | RES | Offshore wind | TWh/year | 0
PL | BL 2015 | Output | Electricity production | RES | Photovoltaic | TWh/year | 0
PL | BL 2015 | Output | Electricity production | RES | Concentrated solar plants | TWh/year | 0
PL | BL 2015 | Output | Electricity production | RES | Wave & tidal | TWh/year | 0
PL | BL 2015 | Output | Electricity production | RES | Dammed hydro | TWh/year | 1.57
PL | BL 2015 | Output | Electricity production | RES | River hydro | TWh/year | 2.01
PL | BL 2015 | Output | Electricity production | Trade | Net import (+) / export (-) | TWh/year | 0
PL | BL 2015 | Output | Heat supply | Individual heating | Electric heating | TWh/year | 10.24
PL | BL 2015 | Output | Heat supply | Individual heating | Heat pumps | TWh/year | 0.03
PL | BL 2015 | Output | Heat supply | Individual heating | Boilers | TWh/year | 152.41
PL | BL 2015 | Output | Heat supply | Individual heating | Solar thermal | TWh/year | 0.03
PL | BL 2015 | Output | Heat supply | District heating | CHP plants | TWh/year | 54.49
PL | BL 2015 | Output | Heat supply | District heating | Fuel boilers | TWh/year | 27.01
PL | BL 2015 | Output | Heat supply | District heating | Electric boilers | TWh/year | 0
PL | BL 2015 | Output | Heat supply | District heating | Waste | TWh/year | 0.02
PL | BL 2015 | Output | Heat supply | District heating | Heat pumps | TWh/year | 0
PL | BL 2015 | Output | Heat supply | District heating | Industrial excess & waste incineration | TWh/year | 0
PL | BL 2015 | Output | Costs | Fuel | Fuel excl. natural gas exchange | M EUR | 17851
PL | BL 2015 | Output | Costs | Fuel | Natural gas exchange costs | M EUR | 4480
PL | BL 2015 | Output | Costs | Operation & Maintenance | Marginal operation costs | M EUR | 329
PL | BL 2015 | Output | Costs | Operation & Maintenance | Electricity exchange | M EUR | 0
PL | BL 2015 | Output | Costs | CO2 | CO2 emission costs | M EUR | 1803
PL | BL 2015 | Output | Costs | Operation & Maintenance | Fixed operation costs | M EUR | 3565
PL | BL 2015 | Output | Costs | Annual investment | Annual investment costs | M EUR | 10927
PL | BL 2015 | Output | Annualised investment cost | Heating | DH - Solar thermal | M EUR | 0
PL | BL 2015 | Output | Annualised investment cost | Heating | DH - Combined heat & power | M EUR | 473
PL | BL 2015 | Output | Annualised investment cost | Heating | DH - Heat pumps | M EUR | 0
PL | BL 2015 | Output | Annualised investment cost | Heating | DH - Thermal storage | M EUR | 14
PL | BL 2015 | Output | Annualised investment cost | Heating | DH - Fuel & electric boilers | M EUR | 125
PL | BL 2015 | Output | Annualised investment cost | Electricity | Power plants | M EUR | 1704
PL | BL 2015 | Output | Annualised investment cost | Electricity | Onshore wind | M EUR | 48
PL | BL 2015 | Output | Annualised investment cost | Electricity | Offshore wind | M EUR | 0
PL | BL 2015 | Output | Annualised investment cost | Electricity | Photovoltaic | M EUR | 0
PL | BL 2015 | Output | Annualised investment cost | Electricity | Other var. RES | M EUR | 0
PL | BL 2015 | Output | Annualised investment cost | Electricity | Hydro | M EUR | 148
PL | BL 2015 | Output | Annualised investment cost | Electricity | Nuclear plants | M EUR | 0
PL | BL 2015 | Output | Annualised investment cost | Electricity | Geothermal | M EUR | 0
PL | BL 2015 | Output | Annualised investment cost | Liquid & gas fuel plants | Electrolyser | M EUR | 0
PL | BL 2015 | Output | Annualised investment cost | Liquid & gas fuel plants | Hydrogen Storage | M EUR | 0
PL | BL 2015 | Output | Annualised investment cost | Electricity | Pump | M EUR | 0
PL | BL 2015 | Output | Annualised investment cost | Electricity | Turbine | M EUR | 0
PL | BL 2015 | Output | Annualised investment cost | Electricity | Pump Storage | M EUR | 0
PL | BL 2015 | Output | Annualised investment cost | Heating | Indv. boilers | M EUR | 2831
PL | BL 2015 | Output | Annualised investment cost | Heating | Indv. CHP | M EUR | 0
PL | BL 2015 | Output | Annualised investment cost | Heating | Indv. heat pumps | M EUR | 2
PL | BL 2015 | Output | Annualised investment cost | Heating | Indv. electric heat | M EUR | 79
PL | BL 2015 | Output | Annualised investment cost | Heating | Indv. solar thermal | M EUR | 209
PL | BL 2015 | Output | Annualised investment cost | Liquid & gas fuel plants | BioGas Upgrade | M EUR | 0
PL | BL 2015 | Output | Annualised investment cost | Liquid & gas fuel plants | Gasification Upgrade | M EUR | 0
PL | BL 2015 | Output | Annualised investment cost | Heating | DH - Waste incineration | M EUR | 0
PL | BL 2015 | Output | Annualised investment cost | Liquid & gas fuel plants | Biogas Plant | M EUR | 0
PL | BL 2015 | Output | Annualised investment cost | Liquid & gas fuel plants | Gasification Plant | M EUR | 0
PL | BL 2015 | Output | Annualised investment cost | Liquid & gas fuel plants | BioDiesel Plant | M EUR | 209
PL | BL 2015 | Output | Annualised investment cost | Liquid & gas fuel plants | BioPetrol Plant | M EUR | 40
PL | BL 2015 | Output | Annualised investment cost | Liquid & gas fuel plants | BioJPPlant | M EUR | 0
PL | BL 2015 | Output | Annualised investment cost | Electricity | Concentrated solar plants | M EUR | 0
PL | BL 2015 | Output | Annualised investment cost | Liquid & gas fuel plants | Carbon Recycling | M EUR | 0
PL | BL 2015 | Output | Annualised investment cost | Liquid & gas fuel plants | JP Synthesis | M EUR | 0
PL | BL 2015 | Output | Annualised investment cost | Liquid & gas fuel plants | Methanation (CO2) | M EUR | 0
PL | BL 2015 | Output | Annualised investment cost | Water | Water desalination & storage | M EUR | 0
PL | BL 2015 | Output | Annualised investment cost | Liquid & gas fuel plants | Gas Storage | M EUR | 0
PL | BL 2015 | Output | Annualised investment cost | Liquid & gas fuel plants | Oil Storage | M EUR | 0
PL | BL 2015 | Output | Annualised investment cost | Liquid & gas fuel plants | Methanol Storage | M EUR | 0
PL | BL 2015 | Output | Annualised investment cost | Electricity | Interconnection | M EUR | 0
PL | BL 2015 | Output | Annualised investment cost | Heating | DH - Geothermal | M EUR | 0
PL | BL 2015 | Output | Annualised investment cost | Heating | DH - Industrial excess | M EUR | 0
PL | BL 2015 | Output | Annualised investment cost | Electricity | Indust. CHP Electr. | M EUR | 20
PL | BL 2015 | Output | Annualised investment cost | Heating | Indust. CHP Heat | M EUR | 0
PL | BL 2015 | Output | Annualised investment cost | Road vehicles | Vehicles | M EUR | 0
PL | BL 2015 | Output | Annualised investment cost | Heating | Estimated electricity grid reinforcement | M EUR | 0
PL | BL 2015 | Output | Annualised investment cost | Cooling | Cooling savings | M EUR | 47
PL | BL 2015 | Output | Annualised investment cost | Cooling | District cooling pipes | M EUR | 0
PL | BL 2015 | Output | Annualised investment cost | Cooling | Individual cooling | M EUR | 33
PL | BL 2015 | Output | Annualised investment cost | Cooling | District cooling | M EUR | 0
PL | BL 2015 | Output | Annualised investment cost | Heating | District heating substations | M EUR | 0
PL | BL 2015 | Output | Annualised investment cost | Heating | Heat savings | M EUR | 4573
PL | BL 2015 | Output | Annualised investment cost | Heating | District heating pipes | M EUR | 373
PL | BL 2015 | Output | Installed capacity | Heating | DH - Waste incineration | MWth | 2
PL | BL 2015 | Output | Installed capacity | Heating | DH - Solar thermal | MWth | 0
PL | BL 2015 | Output | Installed capacity | Heating | Indv. heat pumps | MWth | 14
PL | BL 2015 | Output | Installed capacity | Heating | Indv. boilers | MWth | 56977.6471
PL | BL 2015 | Output | Installed capacity | Cooling | Indv. cooling | MWe | 301.6667
PL | BL 2015 | Output | Installed capacity | Cooling | District cooling - chillers | MWth | 0
PL | BL 2015 | Output | Fuel individual boilers | Indiviual Boilers | Coal | TWh/year | 111.55
PL | BL 2015 | Output | Fuel individual boilers | Indiviual Boilers | Oil | TWh/year | 7.47
PL | BL 2015 | Output | Fuel individual boilers | Indiviual Boilers | Ngas | TWh/year | 56.85
PL | BL 2015 | Output | Fuel individual boilers | Indiviual Boilers | Biomass | TWh/year | 23.85
PL | BL 2050 | Output | PES | Fossil Fuel | Coal | TWh/year | 226.91
PL | BL 2050 | Output | PES | Fossil Fuel | Oil | TWh/year | 303.91
PL | BL 2050 | Output | PES | Fossil Fuel | Natural gas | TWh/year | 126.05
PL | BL 2050 | Output | PES | Nuclear | Nuclear | TWh/year | 161.1
PL | BL 2050 | Output | PES | RES | Biomass | TWh/year | 166.59
PL | BL 2050 | Output | PES | RES | Hydro | TWh/year | 8.88
PL | BL 2050 | Output | PES | RES | Wind | TWh/year | 50.07
PL | BL 2050 | Output | PES | RES | Solar elec. | TWh/year | 18.41
PL | BL 2050 | Output | PES | RES | Geothermal elec. | TWh/year | 0
PL | BL 2050 | Output | PES | RES | Solar heat | TWh/year | 3.71
PL | BL 2050 | Output | PES | RES | Wave & tidal | TWh/year | 0
PL | BL 2050 | Output | PES | Trade | Export/Import | TWh/year | -0.69
PL | BL 2050 | Output | Emissions | Energy and industry | CO2-emissions | Mt | 186.041
PL | BL 2050 | Output | Electricity production | Thermal | Condensing power plants | TWh/year | 66.35
PL | BL 2050 | Output | Electricity production | Thermal | CHP plants (incl. waste) | TWh/year | 36.99
PL | BL 2050 | Output | Electricity production | Thermal | Industrial CHP | TWh/year | 8.35
PL | BL 2050 | Output | Electricity production | Nuclear | Nuclear power plants | TWh/year | 48.33
PL | BL 2050 | Output | Electricity production | RES | Geothermal power plants | TWh/year | 0
PL | BL 2050 | Output | Electricity production | RES | Onshore wind | TWh/year | 47.07
PL | BL 2050 | Output | Electricity production | RES | Offshore wind | TWh/year | 3
PL | BL 2050 | Output | Electricity production | RES | Photovoltaic | TWh/year | 18.41
PL | BL 2050 | Output | Electricity production | RES | Concentrated solar plants | TWh/year | 0
PL | BL 2050 | Output | Electricity production | RES | Wave & tidal | TWh/year | 0
PL | BL 2050 | Output | Electricity production | RES | Dammed hydro | TWh/year | 8.25
PL | BL 2050 | Output | Electricity production | RES | River hydro | TWh/year | 2.01
PL | BL 2050 | Output | Electricity production | Trade | Net import (+) / export (-) | TWh/year | -0.69
PL | BL 2050 | Output | Heat supply | Individual heating | Electric heating | TWh/year | 20.04
PL | BL 2050 | Output | Heat supply | Individual heating | Heat pumps | TWh/year | 2.7
PL | BL 2050 | Output | Heat supply | Individual heating | Boilers | TWh/year | 71.72
PL | BL 2050 | Output | Heat supply | Individual heating | Solar thermal | TWh/year | 0
PL | BL 2050 | Output | Heat supply | District heating | CHP plants | TWh/year | 41.62
PL | BL 2050 | Output | Heat supply | District heating | Fuel boilers | TWh/year | 14.87
PL | BL 2050 | Output | Heat supply | District heating | Electric boilers | TWh/year | 0
PL | BL 2050 | Output | Heat supply | District heating | Waste | TWh/year | 0
PL | BL 2050 | Output | Heat supply | District heating | Heat pumps | TWh/year | 0
PL | BL 2050 | Output | Heat supply | District heating | Industrial excess & waste incineration | TWh/year | 0
PL | BL 2050 | Output | Costs | Fuel | Fuel excl. natural gas exchange | M EUR | 22297
PL | BL 2050 | Output | Costs | Fuel | Natural gas exchange costs | M EUR | 4220
PL | BL 2050 | Output | Costs | Operation & Maintenance | Marginal operation costs | M EUR | 1011
PL | BL 2050 | Output | Costs | Operation & Maintenance | Electricity exchange | M EUR | 0
PL | BL 2050 | Output | Costs | CO2 | CO2 emission costs | M EUR | 8093
PL | BL 2050 | Output | Costs | Operation & Maintenance | Fixed operation costs | M EUR | 4034
PL | BL 2050 | Output | Costs | Annual investment | Annual investment costs | M EUR | 12779
PL | BL 2050 | Output | Annualised investment cost | Heating | DH - Solar thermal | M EUR | 49
PL | BL 2050 | Output | Annualised investment cost | Heating | DH - Combined heat & power | M EUR | 478
PL | BL 2050 | Output | Annualised investment cost | Heating | DH - Heat pumps | M EUR | 0
PL | BL 2050 | Output | Annualised investment cost | Heating | DH - Thermal storage | M EUR | 40
PL | BL 2050 | Output | Annualised investment cost | Heating | DH - Fuel & electric boilers | M EUR | 813
PL | BL 2050 | Output | Annualised investment cost | Electricity | Power plants | M EUR | 1276
PL | BL 2050 | Output | Annualised investment cost | Electricity | Onshore wind | M EUR | 1006
PL | BL 2050 | Output | Annualised investment cost | Electricity | Offshore wind | M EUR | 59
PL | BL 2050 | Output | Annualised investment cost | Electricity | Photovoltaic | M EUR | 448
PL | BL 2050 | Output | Annualised investment cost | Electricity | Other var. RES | M EUR | 0
PL | BL 2050 | Output | Annualised investment cost | Electricity | Hydro | M EUR | 265
PL | BL 2050 | Output | Annualised investment cost | Electricity | Nuclear plants | M EUR | 538
PL | BL 2050 | Output | Annualised investment cost | Electricity | Geothermal | M EUR | 0
PL | BL 2050 | Output | Annualised investment cost | Liquid & gas fuel plants | Electrolyser | M EUR | 2
PL | BL 2050 | Output | Annualised investment cost | Liquid & gas fuel plants | Hydrogen Storage | M EUR | 3
PL | BL 2050 | Output | Annualised investment cost | Electricity | Pump | M EUR | 0
PL | BL 2050 | Output | Annualised investment cost | Electricity | Turbine | M EUR | 0
PL | BL 2050 | Output | Annualised investment cost | Electricity | Pump Storage | M EUR | 0
PL | BL 2050 | Output | Annualised investment cost | Heating | Indv. boilers | M EUR | 1121
PL | BL 2050 | Output | Annualised investment cost | Heating | Indv. CHP | M EUR | 0
PL | BL 2050 | Output | Annualised investment cost | Heating | Indv. heat pumps | M EUR | 101
PL | BL 2050 | Output | Annualised investment cost | Heating | Indv. electric heat | M EUR | 196
PL | BL 2050 | Output | Annualised investment cost | Heating | Indv. solar thermal | M EUR | 0
PL | BL 2050 | Output | Annualised investment cost | Liquid & gas fuel plants | BioGas Upgrade | M EUR | 0
PL | BL 2050 | Output | Annualised investment cost | Liquid & gas fuel plants | Gasification Upgrade | M EUR | 0
PL | BL 2050 | Output | Annualised investment cost | Heating | DH - Waste incineration | M EUR | 0
PL | BL 2050 | Output | Annualised investment cost | Liquid & gas fuel plants | Biogas Plant | M EUR | 0
PL | BL 2050 | Output | Annualised investment cost | Liquid & gas fuel plants | Gasification Plant | M EUR | 0
PL | BL 2050 | Output | Annualised investment cost | Liquid & gas fuel plants | BioDiesel Plant | M EUR | 303
PL | BL 2050 | Output | Annualised investment cost | Liquid & gas fuel plants | BioPetrol Plant | M EUR | 73
PL | BL 2050 | Output | Annualised investment cost | Liquid & gas fuel plants | BioJPPlant | M EUR | 0
PL | BL 2050 | Output | Annualised investment cost | Electricity | Concentrated solar plants | M EUR | 0
PL | BL 2050 | Output | Annualised investment cost | Liquid & gas fuel plants | Carbon Recycling | M EUR | 0
PL | BL 2050 | Output | Annualised investment cost | Liquid & gas fuel plants | JP Synthesis | M EUR | 0
PL | BL 2050 | Output | Annualised investment cost | Liquid & gas fuel plants | Methanation (CO2) | M EUR | 1
PL | BL 2050 | Output | Annualised investment cost | Water | Water desalination & storage | M EUR | 0
PL | BL 2050 | Output | Annualised investment cost | Liquid & gas fuel plants | Gas Storage | M EUR | 0
PL | BL 2050 | Output | Annualised investment cost | Liquid & gas fuel plants | Oil Storage | M EUR | 0
PL | BL 2050 | Output | Annualised investment cost | Liquid & gas fuel plants | Methanol Storage | M EUR | 0
PL | BL 2050 | Output | Annualised investment cost | Electricity | Interconnection | M EUR | 0
PL | BL 2050 | Output | Annualised investment cost | Heating | DH - Geothermal | M EUR | 0
PL | BL 2050 | Output | Annualised investment cost | Heating | DH - Industrial excess | M EUR | 0
PL | BL 2050 | Output | Annualised investment cost | Electricity | Indust. CHP Electr. | M EUR | 18
PL | BL 2050 | Output | Annualised investment cost | Heating | Indust. CHP Heat | M EUR | 0
PL | BL 2050 | Output | Annualised investment cost | Road vehicles | Vehicles | M EUR | 0
PL | BL 2050 | Output | Annualised investment cost | Heating | Estimated electricity grid reinforcement | M EUR | 0
PL | BL 2050 | Output | Annualised investment cost | Cooling | Cooling savings | M EUR | 47
PL | BL 2050 | Output | Annualised investment cost | Cooling | District cooling pipes | M EUR | 0
PL | BL 2050 | Output | Annualised investment cost | Cooling | Individual cooling | M EUR | 738
PL | BL 2050 | Output | Annualised investment cost | Cooling | District cooling | M EUR | 0
PL | BL 2050 | Output | Annualised investment cost | Heating | District heating substations | M EUR | 260
PL | BL 2050 | Output | Annualised investment cost | Heating | Heat savings | M EUR | 4573
PL | BL 2050 | Output | Annualised investment cost | Heating | District heating pipes | M EUR | 373
PL | BL 2050 | Output | Installed capacity | Heating | DH - Waste incineration | MWth | 0
PL | BL 2050 | Output | Installed capacity | Heating | DH - Solar thermal | MWth | 2916
PL | BL 2050 | Output | Installed capacity | Heating | Indv. heat pumps | MWth | 798
PL | BL 2050 | Output | Installed capacity | Heating | Indv. boilers | MWth | 27869.4118
PL | BL 2050 | Output | Installed capacity | Cooling | Indv. cooling | MWe | 4570.6061
PL | BL 2050 | Output | Installed capacity | Cooling | District cooling - chillers | MWth | 0
PL | BL 2050 | Output | Fuel individual boilers | Indiviual Boilers | Coal | TWh/year | 0
PL | BL 2050 | Output | Fuel individual boilers | Indiviual Boilers | Oil | TWh/year | 0.96
PL | BL 2050 | Output | Fuel individual boilers | Indiviual Boilers | Ngas | TWh/year | 69.96
PL | BL 2050 | Output | Fuel individual boilers | Indiviual Boilers | Biomass | TWh/year | 9.54
PL | CD Savings | Output | PES | Fossil Fuel | Coal | TWh/year | 18.38
PL | CD Savings | Output | PES | Fossil Fuel | Oil | TWh/year | 46.79
PL | CD Savings | Output | PES | Fossil Fuel | Natural gas | TWh/year | 137.87
PL | CD Savings | Output | PES | Nuclear | Nuclear | TWh/year | 0
PL | CD Savings | Output | PES | RES | Biomass | TWh/year | 607.29
PL | CD Savings | Output | PES | RES | Hydro | TWh/year | 5.71
PL | CD Savings | Output | PES | RES | Wind | TWh/year | 233.47
PL | CD Savings | Output | PES | RES | Solar elec. | TWh/year | 69
PL | CD Savings | Output | PES | RES | Geothermal elec. | TWh/year | 9.58
PL | CD Savings | Output | PES | RES | Solar heat | TWh/year | 2.57
PL | CD Savings | Output | PES | RES | Wave & tidal | TWh/year | 0
PL | CD Savings | Output | PES | Trade | Export/Import | TWh/year | -27.22
PL | CD Savings | Output | Emissions | Energy and industry | CO2-emissions | Mt | 47.038
PL | CD Savings | Output | Electricity production | Thermal | Condensing power plants | TWh/year | 175.42
PL | CD Savings | Output | Electricity production | Thermal | CHP plants (incl. waste) | TWh/year | 15.74
PL | CD Savings | Output | Electricity production | Thermal | Industrial CHP | TWh/year | 8.35
PL | CD Savings | Output | Electricity production | Nuclear | Nuclear power plants | TWh/year | 0
PL | CD Savings | Output | Electricity production | RES | Geothermal power plants | TWh/year | 9.58
PL | CD Savings | Output | Electricity production | RES | Onshore wind | TWh/year | 167.64
PL | CD Savings | Output | Electricity production | RES | Offshore wind | TWh/year | 65.83
PL | CD Savings | Output | Electricity production | RES | Photovoltaic | TWh/year | 69
PL | CD Savings | Output | Electricity production | RES | Concentrated solar plants | TWh/year | 0
PL | CD Savings | Output | Electricity production | RES | Wave & tidal | TWh/year | 0
PL | CD Savings | Output | Electricity production | RES | Dammed hydro | TWh/year | 10.44
PL | CD Savings | Output | Electricity production | RES | River hydro | TWh/year | 2.07
PL | CD Savings | Output | Electricity production | Trade | Net import (+) / export (-) | TWh/year | -27.22
PL | CD Savings | Output | Heat supply | Individual heating | Electric heating | TWh/year | 16.2
PL | CD Savings | Output | Heat supply | Individual heating | Heat pumps | TWh/year | 2.18
PL | CD Savings | Output | Heat supply | Individual heating | Boilers | TWh/year | 57.98
PL | CD Savings | Output | Heat supply | Individual heating | Solar thermal | TWh/year | 0
PL | CD Savings | Output | Heat supply | District heating | CHP plants | TWh/year | 34.02
PL | CD Savings | Output | Heat supply | District heating | Fuel boilers | TWh/year | 12.39
PL | CD Savings | Output | Heat supply | District heating | Electric boilers | TWh/year | 0
PL | CD Savings | Output | Heat supply | District heating | Waste | TWh/year | 0
PL | CD Savings | Output | Heat supply | District heating | Heat pumps | TWh/year | 0
PL | CD Savings | Output | Heat supply | District heating | Industrial excess & waste incineration | TWh/year | 0
PL | CD Savings | Output | Costs | Fuel | Fuel excl. natural gas exchange | M EUR | 23799
PL | CD Savings | Output | Costs | Fuel | Natural gas exchange costs | M EUR | 4616
PL | CD Savings | Output | Costs | Operation & Maintenance | Marginal operation costs | M EUR | 659
PL | CD Savings | Output | Costs | Operation & Maintenance | Electricity exchange | M EUR | 0
PL | CD Savings | Output | Costs | CO2 | CO2 emission costs | M EUR | 2046
PL | CD Savings | Output | Costs | Operation & Maintenance | Fixed operation costs | M EUR | 11082
PL | CD Savings | Output | Costs | Annual investment | Annual investment costs | M EUR | 25123
PL | CD Savings | Output | Annualised investment cost | Heating | DH - Solar thermal | M EUR | 34
PL | CD Savings | Output | Annualised investment cost | Heating | DH - Combined heat & power | M EUR | 220
PL | CD Savings | Output | Annualised investment cost | Heating | DH - Heat pumps | M EUR | 0
PL | CD Savings | Output | Annualised investment cost | Heating | DH - Thermal storage | M EUR | 29
PL | CD Savings | Output | Annualised investment cost | Heating | DH - Fuel & electric boilers | M EUR | 377
PL | CD Savings | Output | Annualised investment cost | Electricity | Power plants | M EUR | 3105
PL | CD Savings | Output | Annualised investment cost | Electricity | Onshore wind | M EUR | 3582
PL | CD Savings | Output | Annualised investment cost | Electricity | Offshore wind | M EUR | 1286
PL | CD Savings | Output | Annualised investment cost | Electricity | Photovoltaic | M EUR | 1678
PL | CD Savings | Output | Annualised investment cost | Electricity | Other var. RES | M EUR | 0
PL | CD Savings | Output | Annualised investment cost | Electricity | Hydro | M EUR | 267
PL | CD Savings | Output | Annualised investment cost | Electricity | Nuclear plants | M EUR | 0
PL | CD Savings | Output | Annualised investment cost | Electricity | Geothermal | M EUR | 183
PL | CD Savings | Output | Annualised investment cost | Liquid & gas fuel plants | Electrolyser | M EUR | 631
PL | CD Savings | Output | Annualised investment cost | Liquid & gas fuel plants | Hydrogen Storage | M EUR | 872
PL | CD Savings | Output | Annualised investment cost | Electricity | Pump | M EUR | 0
PL | CD Savings | Output | Annualised investment cost | Electricity | Turbine | M EUR | 0
PL | CD Savings | Output | Annualised investment cost | Electricity | Pump Storage | M EUR | 0
PL | CD Savings | Output | Annualised investment cost | Heating | Indv. boilers | M EUR | 1331
PL | CD Savings | Output | Annualised investment cost | Heating | Indv. CHP | M EUR | 0
PL | CD Savings | Output | Annualised investment cost | Heating | Indv. heat pumps | M EUR | 101
PL | CD Savings | Output | Annualised investment cost | Heating | Indv. electric heat | M EUR | 196
PL | CD Savings | Output | Annualised investment cost | Heating | Indv. solar thermal | M EUR | 0
PL | CD Savings | Output | Annualised investment cost | Liquid & gas fuel plants | BioGas Upgrade | M EUR | 8
PL | CD Savings | Output | Annualised investment cost | Liquid & gas fuel plants | Gasification Upgrade | M EUR | 0
PL | CD Savings | Output | Annualised investment cost | Heating | DH - Waste incineration | M EUR | 0
PL | CD Savings | Output | Annualised investment cost | Liquid & gas fuel plants | Biogas Plant | M EUR | 36
PL | CD Savings | Output | Annualised investment cost | Liquid & gas fuel plants | Gasification Plant | M EUR | 0
PL | CD Savings | Output | Annualised investment cost | Liquid & gas fuel plants | BioDiesel Plant | M EUR | 1921
PL | CD Savings | Output | Annualised investment cost | Liquid & gas fuel plants | BioPetrol Plant | M EUR | 691
PL | CD Savings | Output | Annualised investment cost | Liquid & gas fuel plants | BioJPPlant | M EUR | 0
PL | CD Savings | Output | Annualised investment cost | Electricity | Concentrated solar plants | M EUR | 0
PL | CD Savings | Output | Annualised investment cost | Liquid & gas fuel plants | Carbon Recycling | M EUR | 46
PL | CD Savings | Output | Annualised investment cost | Liquid & gas fuel plants | JP Synthesis | M EUR | 0
PL | CD Savings | Output | Annualised investment cost | Liquid & gas fuel plants | Methanation (CO2) | M EUR | 29
PL | CD Savings | Output | Annualised investment cost | Water | Water desalination & storage | M EUR | 0
PL | CD Savings | Output | Annualised investment cost | Liquid & gas fuel plants | Gas Storage | M EUR | 0
PL | CD Savings | Output | Annualised investment cost | Liquid & gas fuel plants | Oil Storage | M EUR | 0
PL | CD Savings | Output | Annualised investment cost | Liquid & gas fuel plants | Methanol Storage | M EUR | 0
PL | CD Savings | Output | Annualised investment cost | Electricity | Interconnection | M EUR | 0
PL | CD Savings | Output | Annualised investment cost | Heating | DH - Geothermal | M EUR | 0
PL | CD Savings | Output | Annualised investment cost | Heating | DH - Industrial excess | M EUR | 0
PL | CD Savings | Output | Annualised investment cost | Electricity | Indust. CHP Electr. | M EUR | 18
PL | CD Savings | Output | Annualised investment cost | Heating | Indust. CHP Heat | M EUR | 0
PL | CD Savings | Output | Annualised investment cost | Road vehicles | Vehicles | M EUR | 0
PL | CD Savings | Output | Annualised investment cost | Heating | Estimated electricity grid reinforcement | M EUR | 1130
PL | CD Savings | Output | Annualised investment cost | Cooling | Cooling savings | M EUR | 47
PL | CD Savings | Output | Annualised investment cost | Cooling | District cooling pipes | M EUR | 20
PL | CD Savings | Output | Annualised investment cost | Cooling | Individual cooling | M EUR | 721
PL | CD Savings | Output | Annualised investment cost | Cooling | District cooling | M EUR | 4
PL | CD Savings | Output | Annualised investment cost | Heating | District heating substations | M EUR | 260
PL | CD Savings | Output | Annualised investment cost | Heating | Heat savings | M EUR | 5243
PL | CD Savings | Output | Annualised investment cost | Heating | District heating pipes | M EUR | 1059
PL | CD Savings | Output | Installed capacity | Heating | DH - Waste incineration | MWth | 0
PL | CD Savings | Output | Installed capacity | Heating | DH - Solar thermal | MWth | 1732
PL | CD Savings | Output | Installed capacity | Heating | Indv. heat pumps | MWth | 700
PL | CD Savings | Output | Installed capacity | Heating | Indv. boilers | MWth | 21900
PL | CD Savings | Output | Installed capacity | Cooling | Indv. cooling | MWe | 4465.4545
PL | CD Savings | Output | Installed capacity | Cooling | District cooling - chillers | MWth | 691.4286
PL | CD Savings | Output | Fuel individual boilers | Indiviual Boilers | Coal | TWh/year | 0
PL | CD Savings | Output | Fuel individual boilers | Indiviual Boilers | Oil | TWh/year | 0.78
PL | CD Savings | Output | Fuel individual boilers | Indiviual Boilers | Ngas | TWh/year | 56.55
PL | CD Savings | Output | Fuel individual boilers | Indiviual Boilers | Biomass | TWh/year | 7.71
PL | CD 2050 | Output | PES | Fossil Fuel | Coal | TWh/year | 18.38
PL | CD 2050 | Output | PES | Fossil Fuel | Oil | TWh/year | 48.61
PL | CD 2050 | Output | PES | Fossil Fuel | Natural gas | TWh/year | 125.73
PL | CD 2050 | Output | PES | Nuclear | Nuclear | TWh/year | 0
PL | CD 2050 | Output | PES | RES | Biomass | TWh/year | 660.59
PL | CD 2050 | Output | PES | RES | Hydro | TWh/year | 6.06
PL | CD 2050 | Output | PES | RES | Wind | TWh/year | 233.47
PL | CD 2050 | Output | PES | RES | Solar elec. | TWh/year | 69
PL | CD 2050 | Output | PES | RES | Geothermal elec. | TWh/year | 9.58
PL | CD 2050 | Output | PES | RES | Solar heat | TWh/year | 2.57
PL | CD 2050 | Output | PES | RES | Wave & tidal | TWh/year | 0
PL | CD 2050 | Output | PES | Trade | Export/Import | TWh/year | -22.89
PL | CD 2050 | Output | Emissions | Energy and industry | CO2-emissions | Mt | 45.032
PL | CD 2050 | Output | Electricity production | Thermal | Condensing power plants | TWh/year | 177.94
PL | CD 2050 | Output | Electricity production | Thermal | CHP plants (incl. waste) | TWh/year | 33.48
PL | CD 2050 | Output | Electricity production | Thermal | Industrial CHP | TWh/year | 0
PL | CD 2050 | Output | Electricity production | Nuclear | Nuclear power plants | TWh/year | 0
PL | CD 2050 | Output | Electricity production | RES | Geothermal power plants | TWh/year | 9.58
PL | CD 2050 | Output | Electricity production | RES | Onshore wind | TWh/year | 167.64
PL | CD 2050 | Output | Electricity production | RES | Offshore wind | TWh/year | 65.83
PL | CD 2050 | Output | Electricity production | RES | Photovoltaic | TWh/year | 69
PL | CD 2050 | Output | Electricity production | RES | Concentrated solar plants | TWh/year | 0
PL | CD 2050 | Output | Electricity production | RES | Wave & tidal | TWh/year | 0
PL | CD 2050 | Output | Electricity production | RES | Dammed hydro | TWh/year | 10.17
PL | CD 2050 | Output | Electricity production | RES | River hydro | TWh/year | 2.07
PL | CD 2050 | Output | Electricity production | Trade | Net import (+) / export (-) | TWh/year | -22.89
PL | CD 2050 | Output | Heat supply | Individual heating | Electric heating | TWh/year | 20.04
PL | CD 2050 | Output | Heat supply | Individual heating | Heat pumps | TWh/year | 2.7
PL | CD 2050 | Output | Heat supply | Individual heating | Boilers | TWh/year | 71.72
PL | CD 2050 | Output | Heat supply | Individual heating | Solar thermal | TWh/year | 0
PL | CD 2050 | Output | Heat supply | District heating | CHP plants | TWh/year | 37.66
PL | CD 2050 | Output | Heat supply | District heating | Fuel boilers | TWh/year | 19.98
PL | CD 2050 | Output | Heat supply | District heating | Electric boilers | TWh/year | 0
PL | CD 2050 | Output | Heat supply | District heating | Waste | TWh/year | 0
PL | CD 2050 | Output | Heat supply | District heating | Heat pumps | TWh/year | 0
PL | CD 2050 | Output | Heat supply | District heating | Industrial excess & waste incineration | TWh/year | 0
PL | CD 2050 | Output | Costs | Fuel | Fuel excl. natural gas exchange | M EUR | 26048
PL | CD 2050 | Output | Costs | Fuel | Natural gas exchange costs | M EUR | 4210
PL | CD 2050 | Output | Costs | Operation & Maintenance | Marginal operation costs | M EUR | 715
PL | CD 2050 | Output | Costs | Operation & Maintenance | Electricity exchange | M EUR | 0
PL | CD 2050 | Output | Costs | CO2 | CO2 emission costs | M EUR | 1959
PL | CD 2050 | Output | Costs | Operation & Maintenance | Fixed operation costs | M EUR | 10882
PL | CD 2050 | Output | Costs | Annual investment | Annual investment costs | M EUR | 23574
PL | CD 2050 | Output | Annualised investment cost | Heating | DH - Solar thermal | M EUR | 34
PL | CD 2050 | Output | Annualised investment cost | Heating | DH - Combined heat & power | M EUR | 422
PL | CD 2050 | Output | Annualised investment cost | Heating | DH - Heat pumps | M EUR | 0
PL | CD 2050 | Output | Annualised investment cost | Heating | DH - Thermal storage | M EUR | 31
PL | CD 2050 | Output | Annualised investment cost | Heating | DH - Fuel & electric boilers | M EUR | 841
PL | CD 2050 | Output | Annualised investment cost | Electricity | Power plants | M EUR | 2933
PL | CD 2050 | Output | Annualised investment cost | Electricity | Onshore wind | M EUR | 3582
PL | CD 2050 | Output | Annualised investment cost | Electricity | Offshore wind | M EUR | 1286
PL | CD 2050 | Output | Annualised investment cost | Electricity | Photovoltaic | M EUR | 1678
PL | CD 2050 | Output | Annualised investment cost | Electricity | Other var. RES | M EUR | 0
PL | CD 2050 | Output | Annualised investment cost | Electricity | Hydro | M EUR | 267
PL | CD 2050 | Output | Annualised investment cost | Electricity | Nuclear plants | M EUR | 0
PL | CD 2050 | Output | Annualised investment cost | Electricity | Geothermal | M EUR | 183
PL | CD 2050 | Output | Annualised investment cost | Liquid & gas fuel plants | Electrolyser | M EUR | 651
PL | CD 2050 | Output | Annualised investment cost | Liquid & gas fuel plants | Hydrogen Storage | M EUR | 900
PL | CD 2050 | Output | Annualised investment cost | Electricity | Pump | M EUR | 0
PL | CD 2050 | Output | Annualised investment cost | Electricity | Turbine | M EUR | 0
PL | CD 2050 | Output | Annualised investment cost | Electricity | Pump Storage | M EUR | 0
PL | CD 2050 | Output | Annualised investment cost | Heating | Indv. boilers | M EUR | 1331
PL | CD 2050 | Output | Annualised investment cost | Heating | Indv. CHP | M EUR | 0
PL | CD 2050 | Output | Annualised investment cost | Heating | Indv. heat pumps | M EUR | 101
PL | CD 2050 | Output | Annualised investment cost | Heating | Indv. electric heat | M EUR | 196
PL | CD 2050 | Output | Annualised investment cost | Heating | Indv. solar thermal | M EUR | 0
PL | CD 2050 | Output | Annualised investment cost | Liquid & gas fuel plants | BioGas Upgrade | M EUR | 0
PL | CD 2050 | Output | Annualised investment cost | Liquid & gas fuel plants | Gasification Upgrade | M EUR | 0
PL | CD 2050 | Output | Annualised investment cost | Heating | DH - Waste incineration | M EUR | 0
PL | CD 2050 | Output | Annualised investment cost | Liquid & gas fuel plants | Biogas Plant | M EUR | 0
PL | CD 2050 | Output | Annualised investment cost | Liquid & gas fuel plants | Gasification Plant | M EUR | 0
PL | CD 2050 | Output | Annualised investment cost | Liquid & gas fuel plants | BioDiesel Plant | M EUR | 1921
PL | CD 2050 | Output | Annualised investment cost | Liquid & gas fuel plants | BioPetrol Plant | M EUR | 691
PL | CD 2050 | Output | Annualised investment cost | Liquid & gas fuel plants | BioJPPlant | M EUR | 0
PL | CD 2050 | Output | Annualised investment cost | Electricity | Concentrated solar plants | M EUR | 0
PL | CD 2050 | Output | Annualised investment cost | Liquid & gas fuel plants | Carbon Recycling | M EUR | 46
PL | CD 2050 | Output | Annualised investment cost | Liquid & gas fuel plants | JP Synthesis | M EUR | 0
PL | CD 2050 | Output | Annualised investment cost | Liquid & gas fuel plants | Methanation (CO2) | M EUR | 29
PL | CD 2050 | Output | Annualised investment cost | Water | Water desalination & storage | M EUR | 0
PL | CD 2050 | Output | Annualised investment cost | Liquid & gas fuel plants | Gas Storage | M EUR | 0
PL | CD 2050 | Output | Annualised investment cost | Liquid & gas fuel plants | Oil Storage | M EUR | 0
PL | CD 2050 | Output | Annualised investment cost | Liquid & gas fuel plants | Methanol Storage | M EUR | 0
PL | CD 2050 | Output | Annualised investment cost | Electricity | Interconnection | M EUR | 0
PL | CD 2050 | Output | Annualised investment cost | Heating | DH - Geothermal | M EUR | 0
PL | CD 2050 | Output | Annualised investment cost | Heating | DH - Industrial excess | M EUR | 0
PL | CD 2050 | Output | Annualised investment cost | Electricity | Indust. CHP Electr. | M EUR | 0
PL | CD 2050 | Output | Annualised investment cost | Heating | Indust. CHP Heat | M EUR | 0
PL | CD 2050 | Output | Annualised investment cost | Road vehicles | Vehicles | M EUR | 0
PL | CD 2050 | Output | Annualised investment cost | Heating | Estimated electricity grid reinforcement | M EUR | 462
PL | CD 2050 | Output | Annualised investment cost | Cooling | Cooling savings | M EUR | 47
PL | CD 2050 | Output | Annualised investment cost | Cooling | District cooling pipes | M EUR | 0
PL | CD 2050 | Output | Annualised investment cost | Cooling | Individual cooling | M EUR | 738
PL | CD 2050 | Output | Annualised investment cost | Cooling | District cooling | M EUR | 0
PL | CD 2050 | Output | Annualised investment cost | Heating | District heating substations | M EUR | 260
PL | CD 2050 | Output | Annualised investment cost | Heating | Heat savings | M EUR | 4573
PL | CD 2050 | Output | Annualised investment cost | Heating | District heating pipes | M EUR | 373
PL | CD 2050 | Output | Installed capacity | Heating | DH - Waste incineration | MWth | 0
PL | CD 2050 | Output | Installed capacity | Heating | DH - Solar thermal | MWth | 1732
PL | CD 2050 | Output | Installed capacity | Heating | Indv. heat pumps | MWth | 892.5
PL | CD 2050 | Output | Installed capacity | Heating | Indv. boilers | MWth | 27869.4118
PL | CD 2050 | Output | Installed capacity | Cooling | Indv. cooling | MWe | 4570.6061
PL | CD 2050 | Output | Installed capacity | Cooling | District cooling - chillers | MWth | 0
PL | CD 2050 | Output | Fuel individual boilers | Indiviual Boilers | Coal | TWh/year | 0
PL | CD 2050 | Output | Fuel individual boilers | Indiviual Boilers | Oil | TWh/year | 0.96
PL | CD 2050 | Output | Fuel individual boilers | Indiviual Boilers | Ngas | TWh/year | 69.96
PL | CD 2050 | Output | Fuel individual boilers | Indiviual Boilers | Biomass | TWh/year | 9.54
PL | HRE 2050 | Output | PES | Fossil Fuel | Coal | TWh/year | 18.38
PL | HRE 2050 | Output | PES | Fossil Fuel | Oil | TWh/year | 46.01
PL | HRE 2050 | Output | PES | Fossil Fuel | Natural gas | TWh/year | 71.8
PL | HRE 2050 | Output | PES | Nuclear | Nuclear | TWh/year | 0
PL | HRE 2050 | Output | PES | RES | Biomass | TWh/year | 600.66
PL | HRE 2050 | Output | PES | RES | Hydro | TWh/year | 6.11
PL | HRE 2050 | Output | PES | RES | Wind | TWh/year | 215.46
PL | HRE 2050 | Output | PES | RES | Solar elec. | TWh/year | 69
PL | HRE 2050 | Output | PES | RES | Geothermal elec. | TWh/year | 9.58
PL | HRE 2050 | Output | PES | RES | Solar heat | TWh/year | 1.62
PL | HRE 2050 | Output | PES | RES | Wave & tidal | TWh/year | 0
PL | HRE 2050 | Output | PES | Trade | Export/Import | TWh/year | -22.33
PL | HRE 2050 | Output | Emissions | Energy and industry | CO2-emissions | Mt | 33.301
PL | HRE 2050 | Output | Electricity production | Thermal | Condensing power plants | TWh/year | 191.05
PL | HRE 2050 | Output | Electricity production | Thermal | CHP plants (incl. waste) | TWh/year | 19.96
PL | HRE 2050 | Output | Electricity production | Thermal | Industrial CHP | TWh/year | 8.35
PL | HRE 2050 | Output | Electricity production | Nuclear | Nuclear power plants | TWh/year | 0
PL | HRE 2050 | Output | Electricity production | RES | Geothermal power plants | TWh/year | 9.58
PL | HRE 2050 | Output | Electricity production | RES | Onshore wind | TWh/year | 182.55
PL | HRE 2050 | Output | Electricity production | RES | Offshore wind | TWh/year | 32.91
PL | HRE 2050 | Output | Electricity production | RES | Photovoltaic | TWh/year | 69
PL | HRE 2050 | Output | Electricity production | RES | Concentrated solar plants | TWh/year | 0
PL | HRE 2050 | Output | Electricity production | RES | Wave & tidal | TWh/year | 0
PL | HRE 2050 | Output | Electricity production | RES | Dammed hydro | TWh/year | 10.14
PL | HRE 2050 | Output | Electricity production | RES | River hydro | TWh/year | 2.07
PL | HRE 2050 | Output | Electricity production | Trade | Net import (+) / export (-) | TWh/year | -22.33
PL | HRE 2050 | Output | Heat supply | Individual heating | Electric heating | TWh/year | 0
PL | HRE 2050 | Output | Heat supply | Individual heating | Heat pumps | TWh/year | 66.81
PL | HRE 2050 | Output | Heat supply | Individual heating | Boilers | TWh/year | 0
PL | HRE 2050 | Output | Heat supply | Individual heating | Solar thermal | TWh/year | 0
PL | HRE 2050 | Output | Heat supply | District heating | CHP plants | TWh/year | 22.45
PL | HRE 2050 | Output | Heat supply | District heating | Fuel boilers | TWh/year | 0.96
PL | HRE 2050 | Output | Heat supply | District heating | Electric boilers | TWh/year | 0.74
PL | HRE 2050 | Output | Heat supply | District heating | Waste | TWh/year | 0
PL | HRE 2050 | Output | Heat supply | District heating | Heat pumps | TWh/year | 16.45
PL | HRE 2050 | Output | Heat supply | District heating | Industrial excess & waste incineration | TWh/year | 20.11
PL | HRE 2050 | Output | Costs | Fuel | Fuel excl. natural gas exchange | M EUR | 22805
PL | HRE 2050 | Output | Costs | Fuel | Natural gas exchange costs | M EUR | 2404
PL | HRE 2050 | Output | Costs | Operation & Maintenance | Marginal operation costs | M EUR | 711
PL | HRE 2050 | Output | Costs | Operation & Maintenance | Electricity exchange | M EUR | 0
PL | HRE 2050 | Output | Costs | CO2 | CO2 emission costs | M EUR | 1449
PL | HRE 2050 | Output | Costs | Operation & Maintenance | Fixed operation costs | M EUR | 10748
PL | HRE 2050 | Output | Costs | Annual investment | Annual investment costs | M EUR | 26451
PL | HRE 2050 | Output | Annualised investment cost | Heating | DH - Solar thermal | M EUR | 20
PL | HRE 2050 | Output | Annualised investment cost | Heating | DH - Combined heat & power | M EUR | 269
PL | HRE 2050 | Output | Annualised investment cost | Heating | DH - Heat pumps | M EUR | 253
PL | HRE 2050 | Output | Annualised investment cost | Heating | DH - Thermal storage | M EUR | 22
PL | HRE 2050 | Output | Annualised investment cost | Heating | DH - Fuel & electric boilers | M EUR | 383
PL | HRE 2050 | Output | Annualised investment cost | Electricity | Power plants | M EUR | 3060
PL | HRE 2050 | Output | Annualised investment cost | Electricity | Onshore wind | M EUR | 3900
PL | HRE 2050 | Output | Annualised investment cost | Electricity | Offshore wind | M EUR | 643
PL | HRE 2050 | Output | Annualised investment cost | Electricity | Photovoltaic | M EUR | 1678
PL | HRE 2050 | Output | Annualised investment cost | Electricity | Other var. RES | M EUR | 0
PL | HRE 2050 | Output | Annualised investment cost | Electricity | Hydro | M EUR | 267
PL | HRE 2050 | Output | Annualised investment cost | Electricity | Nuclear plants | M EUR | 0
PL | HRE 2050 | Output | Annualised investment cost | Electricity | Geothermal | M EUR | 183
PL | HRE 2050 | Output | Annualised investment cost | Liquid & gas fuel plants | Electrolyser | M EUR | 631
PL | HRE 2050 | Output | Annualised investment cost | Liquid & gas fuel plants | Hydrogen Storage | M EUR | 872
PL | HRE 2050 | Output | Annualised investment cost | Electricity | Pump | M EUR | 0
PL | HRE 2050 | Output | Annualised investment cost | Electricity | Turbine | M EUR | 0
PL | HRE 2050 | Output | Annualised investment cost | Electricity | Pump Storage | M EUR | 0
PL | HRE 2050 | Output | Annualised investment cost | Heating | Indv. boilers | M EUR | 0
PL | HRE 2050 | Output | Annualised investment cost | Heating | Indv. CHP | M EUR | 0
PL | HRE 2050 | Output | Annualised investment cost | Heating | Indv. heat pumps | M EUR | 3089
PL | HRE 2050 | Output | Annualised investment cost | Heating | Indv. electric heat | M EUR | 0
PL | HRE 2050 | Output | Annualised investment cost | Heating | Indv. solar thermal | M EUR | 0
PL | HRE 2050 | Output | Annualised investment cost | Liquid & gas fuel plants | BioGas Upgrade | M EUR | 8
PL | HRE 2050 | Output | Annualised investment cost | Liquid & gas fuel plants | Gasification Upgrade | M EUR | 0
PL | HRE 2050 | Output | Annualised investment cost | Heating | DH - Waste incineration | M EUR | 0
PL | HRE 2050 | Output | Annualised investment cost | Liquid & gas fuel plants | Biogas Plant | M EUR | 36
PL | HRE 2050 | Output | Annualised investment cost | Liquid & gas fuel plants | Gasification Plant | M EUR | 0
PL | HRE 2050 | Output | Annualised investment cost | Liquid & gas fuel plants | BioDiesel Plant | M EUR | 1921
PL | HRE 2050 | Output | Annualised investment cost | Liquid & gas fuel plants | BioPetrol Plant | M EUR | 691
PL | HRE 2050 | Output | Annualised investment cost | Liquid & gas fuel plants | BioJPPlant | M EUR | 0
PL | HRE 2050 | Output | Annualised investment cost | Electricity | Concentrated solar plants | M EUR | 0
PL | HRE 2050 | Output | Annualised investment cost | Liquid & gas fuel plants | Carbon Recycling | M EUR | 46
PL | HRE 2050 | Output | Annualised investment cost | Liquid & gas fuel plants | JP Synthesis | M EUR | 0
PL | HRE 2050 | Output | Annualised investment cost | Liquid & gas fuel plants | Methanation (CO2) | M EUR | 29
PL | HRE 2050 | Output | Annualised investment cost | Water | Water desalination & storage | M EUR | 0
PL | HRE 2050 | Output | Annualised investment cost | Liquid & gas fuel plants | Gas Storage | M EUR | 0
PL | HRE 2050 | Output | Annualised investment cost | Liquid & gas fuel plants | Oil Storage | M EUR | 0
PL | HRE 2050 | Output | Annualised investment cost | Liquid & gas fuel plants | Methanol Storage | M EUR | 0
PL | HRE 2050 | Output | Annualised investment cost | Electricity | Interconnection | M EUR | 0
PL | HRE 2050 | Output | Annualised investment cost | Heating | DH - Geothermal | M EUR | 16
PL | HRE 2050 | Output | Annualised investment cost | Heating | DH - Industrial excess | M EUR | 7
PL | HRE 2050 | Output | Annualised investment cost | Electricity | Indust. CHP Electr. | M EUR | 18
PL | HRE 2050 | Output | Annualised investment cost | Heating | Indust. CHP Heat | M EUR | 0
PL | HRE 2050 | Output | Annualised investment cost | Road vehicles | Vehicles | M EUR | 0
PL | HRE 2050 | Output | Annualised investment cost | Heating | Estimated electricity grid reinforcement | M EUR | 997
PL | HRE 2050 | Output | Annualised investment cost | Cooling | Cooling savings | M EUR | 47
PL | HRE 2050 | Output | Annualised investment cost | Cooling | District cooling pipes | M EUR | 20
PL | HRE 2050 | Output | Annualised investment cost | Cooling | Individual cooling | M EUR | 721
PL | HRE 2050 | Output | Annualised investment cost | Cooling | District cooling | M EUR | 4
PL | HRE 2050 | Output | Annualised investment cost | Heating | District heating substations | M EUR | 318
PL | HRE 2050 | Output | Annualised investment cost | Heating | Heat savings | M EUR | 5243
PL | HRE 2050 | Output | Annualised investment cost | Heating | District heating pipes | M EUR | 1059
PL | HRE 2050 | Output | Installed capacity | Heating | DH - Waste incineration | MWth | 0
PL | HRE 2050 | Output | Installed capacity | Heating | DH - Solar thermal | MWth | 1160
PL | HRE 2050 | Output | Installed capacity | Heating | Indv. heat pumps | MWth | 21448
PL | HRE 2050 | Output | Installed capacity | Heating | Indv. boilers | MWth | 0
PL | HRE 2050 | Output | Installed capacity | Cooling | Indv. cooling | MWe | 4465.4545
PL | HRE 2050 | Output | Installed capacity | Cooling | District cooling - chillers | MWth | 691.4286
PL | HRE 2050 | Output | Fuel individual boilers | Indiviual Boilers | Coal | TWh/year | 0
PL | HRE 2050 | Output | Fuel individual boilers | Indiviual Boilers | Oil | TWh/year | 0
PL | HRE 2050 | Output | Fuel individual boilers | Indiviual Boilers | Ngas | TWh/year | 0
PL | HRE 2050 | Output | Fuel individual boilers | Indiviual Boilers | Biomass | TWh/year | 0
RO | BL 2015 | Output | PES | Fossil Fuel | Coal | TWh/year | 66.46
RO | BL 2015 | Output | PES | Fossil Fuel | Oil | TWh/year | 61.49
RO | BL 2015 | Output | PES | Fossil Fuel | Natural gas | TWh/year | 104.14
RO | BL 2015 | Output | PES | Nuclear | Nuclear | TWh/year | 33.65
RO | BL 2015 | Output | PES | RES | Biomass | TWh/year | 49.49
RO | BL 2015 | Output | PES | RES | Hydro | TWh/year | 18.07
RO | BL 2015 | Output | PES | RES | Wind | TWh/year | 0
RO | BL 2015 | Output | PES | RES | Solar elec. | TWh/year | 0
RO | BL 2015 | Output | PES | RES | Geothermal elec. | TWh/year | 0
RO | BL 2015 | Output | PES | RES | Solar heat | TWh/year | 0
RO | BL 2015 | Output | PES | RES | Wave & tidal | TWh/year | 0
RO | BL 2015 | Output | PES | Trade | Export/Import | TWh/year | 0
RO | BL 2015 | Output | Emissions | Energy and industry | CO2-emissions | Mt | 61.038
RO | BL 2015 | Output | Electricity production | Thermal | Condensing power plants | TWh/year | 8.05
RO | BL 2015 | Output | Electricity production | Thermal | CHP plants (incl. waste) | TWh/year | 13.32
RO | BL 2015 | Output | Electricity production | Thermal | Industrial CHP | TWh/year | 3.29
RO | BL 2015 | Output | Electricity production | Nuclear | Nuclear power plants | TWh/year | 10.09
RO | BL 2015 | Output | Electricity production | RES | Geothermal power plants | TWh/year | 0
RO | BL 2015 | Output | Electricity production | RES | Onshore wind | TWh/year | 0
RO | BL 2015 | Output | Electricity production | RES | Offshore wind | TWh/year | 0
RO | BL 2015 | Output | Electricity production | RES | Photovoltaic | TWh/year | 0
RO | BL 2015 | Output | Electricity production | RES | Concentrated solar plants | TWh/year | 0
RO | BL 2015 | Output | Electricity production | RES | Wave & tidal | TWh/year | 0
RO | BL 2015 | Output | Electricity production | RES | Dammed hydro | TWh/year | 18.07
RO | BL 2015 | Output | Electricity production | RES | River hydro | TWh/year | 0
RO | BL 2015 | Output | Electricity production | Trade | Net import (+) / export (-) | TWh/year | 0
RO | BL 2015 | Output | Heat supply | Individual heating | Electric heating | TWh/year | 2.17
RO | BL 2015 | Output | Heat supply | Individual heating | Heat pumps | TWh/year | 0
RO | BL 2015 | Output | Heat supply | Individual heating | Boilers | TWh/year | 52.93
RO | BL 2015 | Output | Heat supply | Individual heating | Solar thermal | TWh/year | 0
RO | BL 2015 | Output | Heat supply | District heating | CHP plants | TWh/year | 16.82
RO | BL 2015 | Output | Heat supply | District heating | Fuel boilers | TWh/year | 6.04
RO | BL 2015 | Output | Heat supply | District heating | Electric boilers | TWh/year | 0
RO | BL 2015 | Output | Heat supply | District heating | Waste | TWh/year | 0
RO | BL 2015 | Output | Heat supply | District heating | Heat pumps | TWh/year | 0
RO | BL 2015 | Output | Heat supply | District heating | Industrial excess & waste incineration | TWh/year | 0
RO | BL 2015 | Output | Costs | Fuel | Fuel excl. natural gas exchange | M EUR | 5757
RO | BL 2015 | Output | Costs | Fuel | Natural gas exchange costs | M EUR | 3479
RO | BL 2015 | Output | Costs | Operation & Maintenance | Marginal operation costs | M EUR | 231
RO | BL 2015 | Output | Costs | Operation & Maintenance | Electricity exchange | M EUR | 0
RO | BL 2015 | Output | Costs | CO2 | CO2 emission costs | M EUR | 342
RO | BL 2015 | Output | Costs | Operation & Maintenance | Fixed operation costs | M EUR | 1426
RO | BL 2015 | Output | Costs | Annual investment | Annual investment costs | M EUR | 4007
RO | BL 2015 | Output | Annualised investment cost | Heating | DH - Solar thermal | M EUR | 0
RO | BL 2015 | Output | Annualised investment cost | Heating | DH - Combined heat & power | M EUR | 167
RO | BL 2015 | Output | Annualised investment cost | Heating | DH - Heat pumps | M EUR | 0
RO | BL 2015 | Output | Annualised investment cost | Heating | DH - Thermal storage | M EUR | 4
RO | BL 2015 | Output | Annualised investment cost | Heating | DH - Fuel & electric boilers | M EUR | 41
RO | BL 2015 | Output | Annualised investment cost | Electricity | Power plants | M EUR | 477
RO | BL 2015 | Output | Annualised investment cost | Electricity | Onshore wind | M EUR | 0
RO | BL 2015 | Output | Annualised investment cost | Electricity | Offshore wind | M EUR | 0
RO | BL 2015 | Output | Annualised investment cost | Electricity | Photovoltaic | M EUR | 0
RO | BL 2015 | Output | Annualised investment cost | Electricity | Other var. RES | M EUR | 0
RO | BL 2015 | Output | Annualised investment cost | Electricity | Hydro | M EUR | 467
RO | BL 2015 | Output | Annualised investment cost | Electricity | Nuclear plants | M EUR | 177
RO | BL 2015 | Output | Annualised investment cost | Electricity | Geothermal | M EUR | 0
RO | BL 2015 | Output | Annualised investment cost | Liquid & gas fuel plants | Electrolyser | M EUR | 0
RO | BL 2015 | Output | Annualised investment cost | Liquid & gas fuel plants | Hydrogen Storage | M EUR | 0
RO | BL 2015 | Output | Annualised investment cost | Electricity | Pump | M EUR | 0
RO | BL 2015 | Output | Annualised investment cost | Electricity | Turbine | M EUR | 0
RO | BL 2015 | Output | Annualised investment cost | Electricity | Pump Storage | M EUR | 0
RO | BL 2015 | Output | Annualised investment cost | Heating | Indv. boilers | M EUR | 965
RO | BL 2015 | Output | Annualised investment cost | Heating | Indv. CHP | M EUR | 0
RO | BL 2015 | Output | Annualised investment cost | Heating | Indv. heat pumps | M EUR | 0
RO | BL 2015 | Output | Annualised investment cost | Heating | Indv. electric heat | M EUR | 16
RO | BL 2015 | Output | Annualised investment cost | Heating | Indv. solar thermal | M EUR | 0
RO | BL 2015 | Output | Annualised investment cost | Liquid & gas fuel plants | BioGas Upgrade | M EUR | 0
RO | BL 2015 | Output | Annualised investment cost | Liquid & gas fuel plants | Gasification Upgrade | M EUR | 0
RO | BL 2015 | Output | Annualised investment cost | Heating | DH - Waste incineration | M EUR | 0
RO | BL 2015 | Output | Annualised investment cost | Liquid & gas fuel plants | Biogas Plant | M EUR | 0
RO | BL 2015 | Output | Annualised investment cost | Liquid & gas fuel plants | Gasification Plant | M EUR | 0
RO | BL 2015 | Output | Annualised investment cost | Liquid & gas fuel plants | BioDiesel Plant | M EUR | 53
RO | BL 2015 | Output | Annualised investment cost | Liquid & gas fuel plants | BioPetrol Plant | M EUR | 12
RO | BL 2015 | Output | Annualised investment cost | Liquid & gas fuel plants | BioJPPlant | M EUR | 0
RO | BL 2015 | Output | Annualised investment cost | Electricity | Concentrated solar plants | M EUR | 0
RO | BL 2015 | Output | Annualised investment cost | Liquid & gas fuel plants | Carbon Recycling | M EUR | 0
RO | BL 2015 | Output | Annualised investment cost | Liquid & gas fuel plants | JP Synthesis | M EUR | 0
RO | BL 2015 | Output | Annualised investment cost | Liquid & gas fuel plants | Methanation (CO2) | M EUR | 0
RO | BL 2015 | Output | Annualised investment cost | Water | Water desalination & storage | M EUR | 0
RO | BL 2015 | Output | Annualised investment cost | Liquid & gas fuel plants | Gas Storage | M EUR | 0
RO | BL 2015 | Output | Annualised investment cost | Liquid & gas fuel plants | Oil Storage | M EUR | 0
RO | BL 2015 | Output | Annualised investment cost | Liquid & gas fuel plants | Methanol Storage | M EUR | 0
RO | BL 2015 | Output | Annualised investment cost | Electricity | Interconnection | M EUR | 0
RO | BL 2015 | Output | Annualised investment cost | Heating | DH - Geothermal | M EUR | 0
RO | BL 2015 | Output | Annualised investment cost | Heating | DH - Industrial excess | M EUR | 0
RO | BL 2015 | Output | Annualised investment cost | Electricity | Indust. CHP Electr. | M EUR | 9
RO | BL 2015 | Output | Annualised investment cost | Heating | Indust. CHP Heat | M EUR | 0
RO | BL 2015 | Output | Annualised investment cost | Road vehicles | Vehicles | M EUR | 0
RO | BL 2015 | Output | Annualised investment cost | Heating | Estimated electricity grid reinforcement | M EUR | 0
RO | BL 2015 | Output | Annualised investment cost | Cooling | Cooling savings | M EUR | 10
RO | BL 2015 | Output | Annualised investment cost | Cooling | District cooling pipes | M EUR | 0
RO | BL 2015 | Output | Annualised investment cost | Cooling | Individual cooling | M EUR | 20
RO | BL 2015 | Output | Annualised investment cost | Cooling | District cooling | M EUR | 0
RO | BL 2015 | Output | Annualised investment cost | Heating | District heating substations | M EUR | 0
RO | BL 2015 | Output | Annualised investment cost | Heating | Heat savings | M EUR | 1448
RO | BL 2015 | Output | Annualised investment cost | Heating | District heating pipes | M EUR | 141
RO | BL 2015 | Output | Installed capacity | Heating | DH - Waste incineration | MWth | 0
RO | BL 2015 | Output | Installed capacity | Heating | DH - Solar thermal | MWth | 0
RO | BL 2015 | Output | Installed capacity | Heating | Indv. heat pumps | MWth | 0
RO | BL 2015 | Output | Installed capacity | Heating | Indv. boilers | MWth | 26652.9412
RO | BL 2015 | Output | Installed capacity | Cooling | Indv. cooling | MWe | 195.7576
RO | BL 2015 | Output | Installed capacity | Cooling | District cooling - chillers | MWth | 0
RO | BL 2015 | Output | Fuel individual boilers | Indiviual Boilers | Coal | TWh/year | 0.33
RO | BL 2015 | Output | Fuel individual boilers | Indiviual Boilers | Oil | TWh/year | 0.6
RO | BL 2015 | Output | Fuel individual boilers | Indiviual Boilers | Ngas | TWh/year | 31.2
RO | BL 2015 | Output | Fuel individual boilers | Indiviual Boilers | Biomass | TWh/year | 38.85
RO | BL 2050 | Output | PES | Fossil Fuel | Coal | TWh/year | 0.27
RO | BL 2050 | Output | PES | Fossil Fuel | Oil | TWh/year | 91.24
RO | BL 2050 | Output | PES | Fossil Fuel | Natural gas | TWh/year | 62.35
RO | BL 2050 | Output | PES | Nuclear | Nuclear | TWh/year | 47.25
RO | BL 2050 | Output | PES | RES | Biomass | TWh/year | 229.12
RO | BL 2050 | Output | PES | RES | Hydro | TWh/year | 20.43
RO | BL 2050 | Output | PES | RES | Wind | TWh/year | 10.43
RO | BL 2050 | Output | PES | RES | Solar elec. | TWh/year | 5.05
RO | BL 2050 | Output | PES | RES | Geothermal elec. | TWh/year | 0
RO | BL 2050 | Output | PES | RES | Solar heat | TWh/year | 0
RO | BL 2050 | Output | PES | RES | Wave & tidal | TWh/year | 0
RO | BL 2050 | Output | PES | Trade | Export/Import | TWh/year | 0
RO | BL 2050 | Output | Emissions | Energy and industry | CO2-emissions | Mt | 36.813
RO | BL 2050 | Output | Electricity production | Thermal | Condensing power plants | TWh/year | 70.42
RO | BL 2050 | Output | Electricity production | Thermal | CHP plants (incl. waste) | TWh/year | 14.44
RO | BL 2050 | Output | Electricity production | Thermal | Industrial CHP | TWh/year | 1.63
RO | BL 2050 | Output | Electricity production | Nuclear | Nuclear power plants | TWh/year | 14.18
RO | BL 2050 | Output | Electricity production | RES | Geothermal power plants | TWh/year | 0
RO | BL 2050 | Output | Electricity production | RES | Onshore wind | TWh/year | 7.76
RO | BL 2050 | Output | Electricity production | RES | Offshore wind | TWh/year | 2.67
RO | BL 2050 | Output | Electricity production | RES | Photovoltaic | TWh/year | 5.05
RO | BL 2050 | Output | Electricity production | RES | Concentrated solar plants | TWh/year | 0
RO | BL 2050 | Output | Electricity production | RES | Wave & tidal | TWh/year | 0
RO | BL 2050 | Output | Electricity production | RES | Dammed hydro | TWh/year | 20.43
RO | BL 2050 | Output | Electricity production | RES | River hydro | TWh/year | 0
RO | BL 2050 | Output | Electricity production | Trade | Net import (+) / export (-) | TWh/year | 0
RO | BL 2050 | Output | Heat supply | Individual heating | Electric heating | TWh/year | 5.08
RO | BL 2050 | Output | Heat supply | Individual heating | Heat pumps | TWh/year | 0
RO | BL 2050 | Output | Heat supply | Individual heating | Boilers | TWh/year | 27.07
RO | BL 2050 | Output | Heat supply | Individual heating | Solar thermal | TWh/year | 0
RO | BL 2050 | Output | Heat supply | District heating | CHP plants | TWh/year | 16.25
RO | BL 2050 | Output | Heat supply | District heating | Fuel boilers | TWh/year | 1.43
RO | BL 2050 | Output | Heat supply | District heating | Electric boilers | TWh/year | 0
RO | BL 2050 | Output | Heat supply | District heating | Waste | TWh/year | 0
RO | BL 2050 | Output | Heat supply | District heating | Heat pumps | TWh/year | 0
RO | BL 2050 | Output | Heat supply | District heating | Industrial excess & waste incineration | TWh/year | 0
RO | BL 2050 | Output | Costs | Fuel | Fuel excl. natural gas exchange | M EUR | 11974
RO | BL 2050 | Output | Costs | Fuel | Natural gas exchange costs | M EUR | 2087
RO | BL 2050 | Output | Costs | Operation & Maintenance | Marginal operation costs | M EUR | 462
RO | BL 2050 | Output | Costs | Operation & Maintenance | Electricity exchange | M EUR | 0
RO | BL 2050 | Output | Costs | CO2 | CO2 emission costs | M EUR | 1601
RO | BL 2050 | Output | Costs | Operation & Maintenance | Fixed operation costs | M EUR | 1627
RO | BL 2050 | Output | Costs | Annual investment | Annual investment costs | M EUR | 4893
RO | BL 2050 | Output | Annualised investment cost | Heating | DH - Solar thermal | M EUR | 0
RO | BL 2050 | Output | Annualised investment cost | Heating | DH - Combined heat & power | M EUR | 180
RO | BL 2050 | Output | Annualised investment cost | Heating | DH - Heat pumps | M EUR | 0
RO | BL 2050 | Output | Annualised investment cost | Heating | DH - Thermal storage | M EUR | 2
RO | BL 2050 | Output | Annualised investment cost | Heating | DH - Fuel & electric boilers | M EUR | 233
RO | BL 2050 | Output | Annualised investment cost | Electricity | Power plants | M EUR | 667
RO | BL 2050 | Output | Annualised investment cost | Electricity | Onshore wind | M EUR | 168
RO | BL 2050 | Output | Annualised investment cost | Electricity | Offshore wind | M EUR | 52
RO | BL 2050 | Output | Annualised investment cost | Electricity | Photovoltaic | M EUR | 107
RO | BL 2050 | Output | Annualised investment cost | Electricity | Other var. RES | M EUR | 0
RO | BL 2050 | Output | Annualised investment cost | Electricity | Hydro | M EUR | 502
RO | BL 2050 | Output | Annualised investment cost | Electricity | Nuclear plants | M EUR | 143
RO | BL 2050 | Output | Annualised investment cost | Electricity | Geothermal | M EUR | 0
RO | BL 2050 | Output | Annualised investment cost | Liquid & gas fuel plants | Electrolyser | M EUR | 176
RO | BL 2050 | Output | Annualised investment cost | Liquid & gas fuel plants | Hydrogen Storage | M EUR | 246
RO | BL 2050 | Output | Annualised investment cost | Electricity | Pump | M EUR | 0
RO | BL 2050 | Output | Annualised investment cost | Electricity | Turbine | M EUR | 0
RO | BL 2050 | Output | Annualised investment cost | Electricity | Pump Storage | M EUR | 0
RO | BL 2050 | Output | Annualised investment cost | Heating | Indv. boilers | M EUR | 416
RO | BL 2050 | Output | Annualised investment cost | Heating | Indv. CHP | M EUR | 0
RO | BL 2050 | Output | Annualised investment cost | Heating | Indv. heat pumps | M EUR | 0
RO | BL 2050 | Output | Annualised investment cost | Heating | Indv. electric heat | M EUR | 50
RO | BL 2050 | Output | Annualised investment cost | Heating | Indv. solar thermal | M EUR | 0
RO | BL 2050 | Output | Annualised investment cost | Liquid & gas fuel plants | BioGas Upgrade | M EUR | 0
RO | BL 2050 | Output | Annualised investment cost | Liquid & gas fuel plants | Gasification Upgrade | M EUR | 0
RO | BL 2050 | Output | Annualised investment cost | Heating | DH - Waste incineration | M EUR | 0
RO | BL 2050 | Output | Annualised investment cost | Liquid & gas fuel plants | Biogas Plant | M EUR | 0
RO | BL 2050 | Output | Annualised investment cost | Liquid & gas fuel plants | Gasification Plant | M EUR | 0
RO | BL 2050 | Output | Annualised investment cost | Liquid & gas fuel plants | BioDiesel Plant | M EUR | 31
RO | BL 2050 | Output | Annualised investment cost | Liquid & gas fuel plants | BioPetrol Plant | M EUR | 24
RO | BL 2050 | Output | Annualised investment cost | Liquid & gas fuel plants | BioJPPlant | M EUR | 0
RO | BL 2050 | Output | Annualised investment cost | Electricity | Concentrated solar plants | M EUR | 0
RO | BL 2050 | Output | Annualised investment cost | Liquid & gas fuel plants | Carbon Recycling | M EUR | 17
RO | BL 2050 | Output | Annualised investment cost | Liquid & gas fuel plants | JP Synthesis | M EUR | 0
RO | BL 2050 | Output | Annualised investment cost | Liquid & gas fuel plants | Methanation (CO2) | M EUR | 9
RO | BL 2050 | Output | Annualised investment cost | Water | Water desalination & storage | M EUR | 0
RO | BL 2050 | Output | Annualised investment cost | Liquid & gas fuel plants | Gas Storage | M EUR | 0
RO | BL 2050 | Output | Annualised investment cost | Liquid & gas fuel plants | Oil Storage | M EUR | 0
RO | BL 2050 | Output | Annualised investment cost | Liquid & gas fuel plants | Methanol Storage | M EUR | 0
RO | BL 2050 | Output | Annualised investment cost | Electricity | Interconnection | M EUR | 0
RO | BL 2050 | Output | Annualised investment cost | Heating | DH - Geothermal | M EUR | 0
RO | BL 2050 | Output | Annualised investment cost | Heating | DH - Industrial excess | M EUR | 0
RO | BL 2050 | Output | Annualised investment cost | Electricity | Indust. CHP Electr. | M EUR | 3
RO | BL 2050 | Output | Annualised investment cost | Heating | Indust. CHP Heat | M EUR | 0
RO | BL 2050 | Output | Annualised investment cost | Road vehicles | Vehicles | M EUR | 0
RO | BL 2050 | Output | Annualised investment cost | Heating | Estimated electricity grid reinforcement | M EUR | 0
RO | BL 2050 | Output | Annualised investment cost | Cooling | Cooling savings | M EUR | 10
RO | BL 2050 | Output | Annualised investment cost | Cooling | District cooling pipes | M EUR | 0
RO | BL 2050 | Output | Annualised investment cost | Cooling | Individual cooling | M EUR | 198
RO | BL 2050 | Output | Annualised investment cost | Cooling | District cooling | M EUR | 0
RO | BL 2050 | Output | Annualised investment cost | Heating | District heating substations | M EUR | 70
RO | BL 2050 | Output | Annualised investment cost | Heating | Heat savings | M EUR | 1448
RO | BL 2050 | Output | Annualised investment cost | Heating | District heating pipes | M EUR | 141
RO | BL 2050 | Output | Installed capacity | Heating | DH - Waste incineration | MWth | 0
RO | BL 2050 | Output | Installed capacity | Heating | DH - Solar thermal | MWth | 0
RO | BL 2050 | Output | Installed capacity | Heating | Indv. heat pumps | MWth | 0
RO | BL 2050 | Output | Installed capacity | Heating | Indv. boilers | MWth | 13596.4706
RO | BL 2050 | Output | Installed capacity | Cooling | Indv. cooling | MWe | 1266.6667
RO | BL 2050 | Output | Installed capacity | Cooling | District cooling - chillers | MWth | 0
RO | BL 2050 | Output | Fuel individual boilers | Indiviual Boilers | Coal | TWh/year | 0
RO | BL 2050 | Output | Fuel individual boilers | Indiviual Boilers | Oil | TWh/year | 0
RO | BL 2050 | Output | Fuel individual boilers | Indiviual Boilers | Ngas | TWh/year | 26.88
RO | BL 2050 | Output | Fuel individual boilers | Indiviual Boilers | Biomass | TWh/year | 2.82
RO | CD Savings | Output | PES | Fossil Fuel | Coal | TWh/year | 0.12
RO | CD Savings | Output | PES | Fossil Fuel | Oil | TWh/year | 15.63
RO | CD Savings | Output | PES | Fossil Fuel | Natural gas | TWh/year | 50.87
RO | CD Savings | Output | PES | Nuclear | Nuclear | TWh/year | 15.89
RO | CD Savings | Output | PES | RES | Biomass | TWh/year | 228.21
RO | CD Savings | Output | PES | RES | Hydro | TWh/year | 15.4
RO | CD Savings | Output | PES | RES | Wind | TWh/year | 90.95
RO | CD Savings | Output | PES | RES | Solar elec. | TWh/year | 41.77
RO | CD Savings | Output | PES | RES | Geothermal elec. | TWh/year | 0
RO | CD Savings | Output | PES | RES | Solar heat | TWh/year | 0
RO | CD Savings | Output | PES | RES | Wave & tidal | TWh/year | 0
RO | CD Savings | Output | PES | Trade | Export/Import | TWh/year | -9.09
RO | CD Savings | Output | Emissions | Energy and industry | CO2-emissions | Mt | 14.567
RO | CD Savings | Output | Electricity production | Thermal | Condensing power plants | TWh/year | 54.44
RO | CD Savings | Output | Electricity production | Thermal | CHP plants (incl. waste) | TWh/year | 3.79
RO | CD Savings | Output | Electricity production | Thermal | Industrial CHP | TWh/year | 1.63
RO | CD Savings | Output | Electricity production | Nuclear | Nuclear power plants | TWh/year | 4.77
RO | CD Savings | Output | Electricity production | RES | Geothermal power plants | TWh/year | 0
RO | CD Savings | Output | Electricity production | RES | Onshore wind | TWh/year | 90.95
RO | CD Savings | Output | Electricity production | RES | Offshore wind | TWh/year | 0
RO | CD Savings | Output | Electricity production | RES | Photovoltaic | TWh/year | 41.77
RO | CD Savings | Output | Electricity production | RES | Concentrated solar plants | TWh/year | 0
RO | CD Savings | Output | Electricity production | RES | Wave & tidal | TWh/year | 0
RO | CD Savings | Output | Electricity production | RES | Dammed hydro | TWh/year | 15.76
RO | CD Savings | Output | Electricity production | RES | River hydro | TWh/year | 0
RO | CD Savings | Output | Electricity production | Trade | Net import (+) / export (-) | TWh/year | -9.09
RO | CD Savings | Output | Heat supply | Individual heating | Electric heating | TWh/year | 4.02
RO | CD Savings | Output | Heat supply | Individual heating | Heat pumps | TWh/year | 0
RO | CD Savings | Output | Heat supply | Individual heating | Boilers | TWh/year | 21.47
RO | CD Savings | Output | Heat supply | Individual heating | Solar thermal | TWh/year | 0
RO | CD Savings | Output | Heat supply | District heating | CHP plants | TWh/year | 11.47
RO | CD Savings | Output | Heat supply | District heating | Fuel boilers | TWh/year | 2.94
RO | CD Savings | Output | Heat supply | District heating | Electric boilers | TWh/year | 0
RO | CD Savings | Output | Heat supply | District heating | Waste | TWh/year | 0
RO | CD Savings | Output | Heat supply | District heating | Heat pumps | TWh/year | 0
RO | CD Savings | Output | Heat supply | District heating | Industrial excess & waste incineration | TWh/year | 0
RO | CD Savings | Output | Costs | Fuel | Fuel excl. natural gas exchange | M EUR | 8483
RO | CD Savings | Output | Costs | Fuel | Natural gas exchange costs | M EUR | 1703
RO | CD Savings | Output | Costs | Operation & Maintenance | Marginal operation costs | M EUR | 244
RO | CD Savings | Output | Costs | Operation & Maintenance | Electricity exchange | M EUR | 0
RO | CD Savings | Output | Costs | CO2 | CO2 emission costs | M EUR | 634
RO | CD Savings | Output | Costs | Operation & Maintenance | Fixed operation costs | M EUR | 4094
RO | CD Savings | Output | Costs | Annual investment | Annual investment costs | M EUR | 9112
RO | CD Savings | Output | Annualised investment cost | Heating | DH - Solar thermal | M EUR | 0
RO | CD Savings | Output | Annualised investment cost | Heating | DH - Combined heat & power | M EUR | 59
RO | CD Savings | Output | Annualised investment cost | Heating | DH - Heat pumps | M EUR | 0
RO | CD Savings | Output | Annualised investment cost | Heating | DH - Thermal storage | M EUR | 2
RO | CD Savings | Output | Annualised investment cost | Heating | DH - Fuel & electric boilers | M EUR | 69
RO | CD Savings | Output | Annualised investment cost | Electricity | Power plants | M EUR | 1019
RO | CD Savings | Output | Annualised investment cost | Electricity | Onshore wind | M EUR | 1964
RO | CD Savings | Output | Annualised investment cost | Electricity | Offshore wind | M EUR | 0
RO | CD Savings | Output | Annualised investment cost | Electricity | Photovoltaic | M EUR | 888
RO | CD Savings | Output | Annualised investment cost | Electricity | Other var. RES | M EUR | 0
RO | CD Savings | Output | Annualised investment cost | Electricity | Hydro | M EUR | 502
RO | CD Savings | Output | Annualised investment cost | Electricity | Nuclear plants | M EUR | 48
RO | CD Savings | Output | Annualised investment cost | Electricity | Geothermal | M EUR | 1
RO | CD Savings | Output | Annualised investment cost | Liquid & gas fuel plants | Electrolyser | M EUR | 335
RO | CD Savings | Output | Annualised investment cost | Liquid & gas fuel plants | Hydrogen Storage | M EUR | 467
RO | CD Savings | Output | Annualised investment cost | Electricity | Pump | M EUR | 0
RO | CD Savings | Output | Annualised investment cost | Electricity | Turbine | M EUR | 0
RO | CD Savings | Output | Annualised investment cost | Electricity | Pump Storage | M EUR | 0
RO | CD Savings | Output | Annualised investment cost | Heating | Indv. boilers | M EUR | 494
RO | CD Savings | Output | Annualised investment cost | Heating | Indv. CHP | M EUR | 0
RO | CD Savings | Output | Annualised investment cost | Heating | Indv. heat pumps | M EUR | 0
RO | CD Savings | Output | Annualised investment cost | Heating | Indv. electric heat | M EUR | 50
RO | CD Savings | Output | Annualised investment cost | Heating | Indv. solar thermal | M EUR | 0
RO | CD Savings | Output | Annualised investment cost | Liquid & gas fuel plants | BioGas Upgrade | M EUR | 5
RO | CD Savings | Output | Annualised investment cost | Liquid & gas fuel plants | Gasification Upgrade | M EUR | 0
RO | CD Savings | Output | Annualised investment cost | Heating | DH - Waste incineration | M EUR | 0
RO | CD Savings | Output | Annualised investment cost | Liquid & gas fuel plants | Biogas Plant | M EUR | 23
RO | CD Savings | Output | Annualised investment cost | Liquid & gas fuel plants | Gasification Plant | M EUR | 0
RO | CD Savings | Output | Annualised investment cost | Liquid & gas fuel plants | BioDiesel Plant | M EUR | 521
RO | CD Savings | Output | Annualised investment cost | Liquid & gas fuel plants | BioPetrol Plant | M EUR | 125
RO | CD Savings | Output | Annualised investment cost | Liquid & gas fuel plants | BioJPPlant | M EUR | 0
RO | CD Savings | Output | Annualised investment cost | Electricity | Concentrated solar plants | M EUR | 0
RO | CD Savings | Output | Annualised investment cost | Liquid & gas fuel plants | Carbon Recycling | M EUR | 44
RO | CD Savings | Output | Annualised investment cost | Liquid & gas fuel plants | JP Synthesis | M EUR | 0
RO | CD Savings | Output | Annualised investment cost | Liquid & gas fuel plants | Methanation (CO2) | M EUR | 17
RO | CD Savings | Output | Annualised investment cost | Water | Water desalination & storage | M EUR | 0
RO | CD Savings | Output | Annualised investment cost | Liquid & gas fuel plants | Gas Storage | M EUR | 0
RO | CD Savings | Output | Annualised investment cost | Liquid & gas fuel plants | Oil Storage | M EUR | 0
RO | CD Savings | Output | Annualised investment cost | Liquid & gas fuel plants | Methanol Storage | M EUR | 0
RO | CD Savings | Output | Annualised investment cost | Electricity | Interconnection | M EUR | 0
RO | CD Savings | Output | Annualised investment cost | Heating | DH - Geothermal | M EUR | 0
RO | CD Savings | Output | Annualised investment cost | Heating | DH - Industrial excess | M EUR | 0
RO | CD Savings | Output | Annualised investment cost | Electricity | Indust. CHP Electr. | M EUR | 3
RO | CD Savings | Output | Annualised investment cost | Heating | Indust. CHP Heat | M EUR | 0
RO | CD Savings | Output | Annualised investment cost | Road vehicles | Vehicles | M EUR | 0
RO | CD Savings | Output | Annualised investment cost | Heating | Estimated electricity grid reinforcement | M EUR | 385
RO | CD Savings | Output | Annualised investment cost | Cooling | Cooling savings | M EUR | 10
RO | CD Savings | Output | Annualised investment cost | Cooling | District cooling pipes | M EUR | 22
RO | CD Savings | Output | Annualised investment cost | Cooling | Individual cooling | M EUR | 187
RO | CD Savings | Output | Annualised investment cost | Cooling | District cooling | M EUR | 4
RO | CD Savings | Output | Annualised investment cost | Heating | District heating substations | M EUR | 70
RO | CD Savings | Output | Annualised investment cost | Heating | Heat savings | M EUR | 1691
RO | CD Savings | Output | Annualised investment cost | Heating | District heating pipes | M EUR | 107
RO | CD Savings | Output | Installed capacity | Heating | DH - Waste incineration | MWth | 0
RO | CD Savings | Output | Installed capacity | Heating | DH - Solar thermal | MWth | 0
RO | CD Savings | Output | Installed capacity | Heating | Indv. heat pumps | MWth | 0
RO | CD Savings | Output | Installed capacity | Heating | Indv. boilers | MWth | 10377.6471
RO | CD Savings | Output | Installed capacity | Cooling | Indv. cooling | MWe | 1197.4242
RO | CD Savings | Output | Installed capacity | Cooling | District cooling - chillers | MWth | 465.7143
RO | CD Savings | Output | Fuel individual boilers | Indiviual Boilers | Coal | TWh/year | 0
RO | CD Savings | Output | Fuel individual boilers | Indiviual Boilers | Oil | TWh/year | 0
RO | CD Savings | Output | Fuel individual boilers | Indiviual Boilers | Ngas | TWh/year | 21.31
RO | CD Savings | Output | Fuel individual boilers | Indiviual Boilers | Biomass | TWh/year | 2.24
RO | CD 2050 | Output | PES | Fossil Fuel | Coal | TWh/year | 0.13
RO | CD 2050 | Output | PES | Fossil Fuel | Oil | TWh/year | 17.19
RO | CD 2050 | Output | PES | Fossil Fuel | Natural gas | TWh/year | 56.27
RO | CD 2050 | Output | PES | Nuclear | Nuclear | TWh/year | 15.89
RO | CD 2050 | Output | PES | RES | Biomass | TWh/year | 233.43
RO | CD 2050 | Output | PES | RES | Hydro | TWh/year | 15.85
RO | CD 2050 | Output | PES | RES | Wind | TWh/year | 90.95
RO | CD 2050 | Output | PES | RES | Solar elec. | TWh/year | 41.77
RO | CD 2050 | Output | PES | RES | Geothermal elec. | TWh/year | 0
RO | CD 2050 | Output | PES | RES | Solar heat | TWh/year | 0
RO | CD 2050 | Output | PES | RES | Wave & tidal | TWh/year | 0
RO | CD 2050 | Output | PES | Trade | Export/Import | TWh/year | -7.75
RO | CD 2050 | Output | Emissions | Energy and industry | CO2-emissions | Mt | 16.085
RO | CD 2050 | Output | Electricity production | Thermal | Condensing power plants | TWh/year | 53.21
RO | CD 2050 | Output | Electricity production | Thermal | CHP plants (incl. waste) | TWh/year | 11.57
RO | CD 2050 | Output | Electricity production | Thermal | Industrial CHP | TWh/year | 0.43
RO | CD 2050 | Output | Electricity production | Nuclear | Nuclear power plants | TWh/year | 4.77
RO | CD 2050 | Output | Electricity production | RES | Geothermal power plants | TWh/year | 0
RO | CD 2050 | Output | Electricity production | RES | Onshore wind | TWh/year | 90.95
RO | CD 2050 | Output | Electricity production | RES | Offshore wind | TWh/year | 0
RO | CD 2050 | Output | Electricity production | RES | Photovoltaic | TWh/year | 41.77
RO | CD 2050 | Output | Electricity production | RES | Concentrated solar plants | TWh/year | 0
RO | CD 2050 | Output | Electricity production | RES | Wave & tidal | TWh/year | 0
RO | CD 2050 | Output | Electricity production | RES | Dammed hydro | TWh/year | 16.17
RO | CD 2050 | Output | Electricity production | RES | River hydro | TWh/year | 0
RO | CD 2050 | Output | Electricity production | Trade | Net import (+) / export (-) | TWh/year | -7.75
RO | CD 2050 | Output | Heat supply | Individual heating | Electric heating | TWh/year | 5.08
RO | CD 2050 | Output | Heat supply | Individual heating | Heat pumps | TWh/year | 0
RO | CD 2050 | Output | Heat supply | Individual heating | Boilers | TWh/year | 27.07
RO | CD 2050 | Output | Heat supply | Individual heating | Solar thermal | TWh/year | 0
RO | CD 2050 | Output | Heat supply | District heating | CHP plants | TWh/year | 13.01
RO | CD 2050 | Output | Heat supply | District heating | Fuel boilers | TWh/year | 4.67
RO | CD 2050 | Output | Heat supply | District heating | Electric boilers | TWh/year | 0
RO | CD 2050 | Output | Heat supply | District heating | Waste | TWh/year | 0
RO | CD 2050 | Output | Heat supply | District heating | Heat pumps | TWh/year | 0
RO | CD 2050 | Output | Heat supply | District heating | Industrial excess & waste incineration | TWh/year | 0
RO | CD 2050 | Output | Costs | Fuel | Fuel excl. natural gas exchange | M EUR | 8916
RO | CD 2050 | Output | Costs | Fuel | Natural gas exchange costs | M EUR | 1884
RO | CD 2050 | Output | Costs | Operation & Maintenance | Marginal operation costs | M EUR | 263
RO | CD 2050 | Output | Costs | Operation & Maintenance | Electricity exchange | M EUR | 0
RO | CD 2050 | Output | Costs | CO2 | CO2 emission costs | M EUR | 700
RO | CD 2050 | Output | Costs | Operation & Maintenance | Fixed operation costs | M EUR | 4059
RO | CD 2050 | Output | Costs | Annual investment | Annual investment costs | M EUR | 8858
RO | CD 2050 | Output | Annualised investment cost | Heating | DH - Solar thermal | M EUR | 0
RO | CD 2050 | Output | Annualised investment cost | Heating | DH - Combined heat & power | M EUR | 158
RO | CD 2050 | Output | Annualised investment cost | Heating | DH - Heat pumps | M EUR | 0
RO | CD 2050 | Output | Annualised investment cost | Heating | DH - Thermal storage | M EUR | 2
RO | CD 2050 | Output | Annualised investment cost | Heating | DH - Fuel & electric boilers | M EUR | 223
RO | CD 2050 | Output | Annualised investment cost | Electricity | Power plants | M EUR | 975
RO | CD 2050 | Output | Annualised investment cost | Electricity | Onshore wind | M EUR | 1964
RO | CD 2050 | Output | Annualised investment cost | Electricity | Offshore wind | M EUR | 0
RO | CD 2050 | Output | Annualised investment cost | Electricity | Photovoltaic | M EUR | 888
RO | CD 2050 | Output | Annualised investment cost | Electricity | Other var. RES | M EUR | 0
RO | CD 2050 | Output | Annualised investment cost | Electricity | Hydro | M EUR | 502
RO | CD 2050 | Output | Annualised investment cost | Electricity | Nuclear plants | M EUR | 48
RO | CD 2050 | Output | Annualised investment cost | Electricity | Geothermal | M EUR | 1
RO | CD 2050 | Output | Annualised investment cost | Liquid & gas fuel plants | Electrolyser | M EUR | 346
RO | CD 2050 | Output | Annualised investment cost | Liquid & gas fuel plants | Hydrogen Storage | M EUR | 483
RO | CD 2050 | Output | Annualised investment cost | Electricity | Pump | M EUR | 0
RO | CD 2050 | Output | Annualised investment cost | Electricity | Turbine | M EUR | 0
RO | CD 2050 | Output | Annualised investment cost | Electricity | Pump Storage | M EUR | 0
RO | CD 2050 | Output | Annualised investment cost | Heating | Indv. boilers | M EUR | 494
RO | CD 2050 | Output | Annualised investment cost | Heating | Indv. CHP | M EUR | 0
RO | CD 2050 | Output | Annualised investment cost | Heating | Indv. heat pumps | M EUR | 0
RO | CD 2050 | Output | Annualised investment cost | Heating | Indv. electric heat | M EUR | 50
RO | CD 2050 | Output | Annualised investment cost | Heating | Indv. solar thermal | M EUR | 0
RO | CD 2050 | Output | Annualised investment cost | Liquid & gas fuel plants | BioGas Upgrade | M EUR | 0
RO | CD 2050 | Output | Annualised investment cost | Liquid & gas fuel plants | Gasification Upgrade | M EUR | 0
RO | CD 2050 | Output | Annualised investment cost | Heating | DH - Waste incineration | M EUR | 0
RO | CD 2050 | Output | Annualised investment cost | Liquid & gas fuel plants | Biogas Plant | M EUR | 0
RO | CD 2050 | Output | Annualised investment cost | Liquid & gas fuel plants | Gasification Plant | M EUR | 0
RO | CD 2050 | Output | Annualised investment cost | Liquid & gas fuel plants | BioDiesel Plant | M EUR | 521
RO | CD 2050 | Output | Annualised investment cost | Liquid & gas fuel plants | BioPetrol Plant | M EUR | 125
RO | CD 2050 | Output | Annualised investment cost | Liquid & gas fuel plants | BioJPPlant | M EUR | 0
RO | CD 2050 | Output | Annualised investment cost | Electricity | Concentrated solar plants | M EUR | 0
RO | CD 2050 | Output | Annualised investment cost | Liquid & gas fuel plants | Carbon Recycling | M EUR | 44
RO | CD 2050 | Output | Annualised investment cost | Liquid & gas fuel plants | JP Synthesis | M EUR | 0
RO | CD 2050 | Output | Annualised investment cost | Liquid & gas fuel plants | Methanation (CO2) | M EUR | 17
RO | CD 2050 | Output | Annualised investment cost | Water | Water desalination & storage | M EUR | 0
RO | CD 2050 | Output | Annualised investment cost | Liquid & gas fuel plants | Gas Storage | M EUR | 0
RO | CD 2050 | Output | Annualised investment cost | Liquid & gas fuel plants | Oil Storage | M EUR | 0
RO | CD 2050 | Output | Annualised investment cost | Liquid & gas fuel plants | Methanol Storage | M EUR | 0
RO | CD 2050 | Output | Annualised investment cost | Electricity | Interconnection | M EUR | 0
RO | CD 2050 | Output | Annualised investment cost | Heating | DH - Geothermal | M EUR | 0
RO | CD 2050 | Output | Annualised investment cost | Heating | DH - Industrial excess | M EUR | 0
RO | CD 2050 | Output | Annualised investment cost | Electricity | Indust. CHP Electr. | M EUR | 1
RO | CD 2050 | Output | Annualised investment cost | Heating | Indust. CHP Heat | M EUR | 0
RO | CD 2050 | Output | Annualised investment cost | Road vehicles | Vehicles | M EUR | 0
RO | CD 2050 | Output | Annualised investment cost | Heating | Estimated electricity grid reinforcement | M EUR | 149
RO | CD 2050 | Output | Annualised investment cost | Cooling | Cooling savings | M EUR | 10
RO | CD 2050 | Output | Annualised investment cost | Cooling | District cooling pipes | M EUR | 0
RO | CD 2050 | Output | Annualised investment cost | Cooling | Individual cooling | M EUR | 198
RO | CD 2050 | Output | Annualised investment cost | Cooling | District cooling | M EUR | 0
RO | CD 2050 | Output | Annualised investment cost | Heating | District heating substations | M EUR | 70
RO | CD 2050 | Output | Annualised investment cost | Heating | Heat savings | M EUR | 1448
RO | CD 2050 | Output | Annualised investment cost | Heating | District heating pipes | M EUR | 141
RO | CD 2050 | Output | Installed capacity | Heating | DH - Waste incineration | MWth | 0
RO | CD 2050 | Output | Installed capacity | Heating | DH - Solar thermal | MWth | 0
RO | CD 2050 | Output | Installed capacity | Heating | Indv. heat pumps | MWth | 0
RO | CD 2050 | Output | Installed capacity | Heating | Indv. boilers | MWth | 13596.4706
RO | CD 2050 | Output | Installed capacity | Cooling | Indv. cooling | MWe | 1266.6667
RO | CD 2050 | Output | Installed capacity | Cooling | District cooling - chillers | MWth | 0
RO | CD 2050 | Output | Fuel individual boilers | Indiviual Boilers | Coal | TWh/year | 0
RO | CD 2050 | Output | Fuel individual boilers | Indiviual Boilers | Oil | TWh/year | 0
RO | CD 2050 | Output | Fuel individual boilers | Indiviual Boilers | Ngas | TWh/year | 26.88
RO | CD 2050 | Output | Fuel individual boilers | Indiviual Boilers | Biomass | TWh/year | 2.82
RO | HRE 2050 | Output | PES | Fossil Fuel | Coal | TWh/year | 0.12
RO | HRE 2050 | Output | PES | Fossil Fuel | Oil | TWh/year | 15.63
RO | HRE 2050 | Output | PES | Fossil Fuel | Natural gas | TWh/year | 22.73
RO | HRE 2050 | Output | PES | Nuclear | Nuclear | TWh/year | 15.89
RO | HRE 2050 | Output | PES | RES | Biomass | TWh/year | 223.16
RO | HRE 2050 | Output | PES | RES | Hydro | TWh/year | 15.83
RO | HRE 2050 | Output | PES | RES | Wind | TWh/year | 89.13
RO | HRE 2050 | Output | PES | RES | Solar elec. | TWh/year | 41.77
RO | HRE 2050 | Output | PES | RES | Geothermal elec. | TWh/year | 0
RO | HRE 2050 | Output | PES | RES | Solar heat | TWh/year | 0.3
RO | HRE 2050 | Output | PES | RES | Wave & tidal | TWh/year | 0
RO | HRE 2050 | Output | PES | Trade | Export/Import | TWh/year | -7.61
RO | HRE 2050 | Output | Emissions | Energy and industry | CO2-emissions | Mt | 8.802
RO | HRE 2050 | Output | Electricity production | Thermal | Condensing power plants | TWh/year | 58.83
RO | HRE 2050 | Output | Electricity production | Thermal | CHP plants (incl. waste) | TWh/year | 4.11
RO | HRE 2050 | Output | Electricity production | Thermal | Industrial CHP | TWh/year | 1.63
RO | HRE 2050 | Output | Electricity production | Nuclear | Nuclear power plants | TWh/year | 4.77
RO | HRE 2050 | Output | Electricity production | RES | Geothermal power plants | TWh/year | 0
RO | HRE 2050 | Output | Electricity production | RES | Onshore wind | TWh/year | 89.13
RO | HRE 2050 | Output | Electricity production | RES | Offshore wind | TWh/year | 0
RO | HRE 2050 | Output | Electricity production | RES | Photovoltaic | TWh/year | 41.77
RO | HRE 2050 | Output | Electricity production | RES | Concentrated solar plants | TWh/year | 0
RO | HRE 2050 | Output | Electricity production | RES | Wave & tidal | TWh/year | 0
RO | HRE 2050 | Output | Electricity production | RES | Dammed hydro | TWh/year | 16.15
RO | HRE 2050 | Output | Electricity production | RES | River hydro | TWh/year | 0
RO | HRE 2050 | Output | Electricity production | Trade | Net import (+) / export (-) | TWh/year | -7.61
RO | HRE 2050 | Output | Heat supply | Individual heating | Electric heating | TWh/year | 0
RO | HRE 2050 | Output | Heat supply | Individual heating | Heat pumps | TWh/year | 27.02
RO | HRE 2050 | Output | Heat supply | Individual heating | Boilers | TWh/year | 0
RO | HRE 2050 | Output | Heat supply | Individual heating | Solar thermal | TWh/year | 0
RO | HRE 2050 | Output | Heat supply | District heating | CHP plants | TWh/year | 4.63
RO | HRE 2050 | Output | Heat supply | District heating | Fuel boilers | TWh/year | 0.34
RO | HRE 2050 | Output | Heat supply | District heating | Electric boilers | TWh/year | 0.12
RO | HRE 2050 | Output | Heat supply | District heating | Waste | TWh/year | 0
RO | HRE 2050 | Output | Heat supply | District heating | Heat pumps | TWh/year | 3.94
RO | HRE 2050 | Output | Heat supply | District heating | Industrial excess & waste incineration | TWh/year | 3.49
RO | HRE 2050 | Output | Costs | Fuel | Fuel excl. natural gas exchange | M EUR | 8036
RO | HRE 2050 | Output | Costs | Fuel | Natural gas exchange costs | M EUR | 761
RO | HRE 2050 | Output | Costs | Operation & Maintenance | Marginal operation costs | M EUR | 257
RO | HRE 2050 | Output | Costs | Operation & Maintenance | Electricity exchange | M EUR | 0
RO | HRE 2050 | Output | Costs | CO2 | CO2 emission costs | M EUR | 383
RO | HRE 2050 | Output | Costs | Operation & Maintenance | Fixed operation costs | M EUR | 3977
RO | HRE 2050 | Output | Costs | Annual investment | Annual investment costs | M EUR | 9861
RO | HRE 2050 | Output | Annualised investment cost | Heating | DH - Solar thermal | M EUR | 4
RO | HRE 2050 | Output | Annualised investment cost | Heating | DH - Combined heat & power | M EUR | 51
RO | HRE 2050 | Output | Annualised investment cost | Heating | DH - Heat pumps | M EUR | 58
RO | HRE 2050 | Output | Annualised investment cost | Heating | DH - Thermal storage | M EUR | 4
RO | HRE 2050 | Output | Annualised investment cost | Heating | DH - Fuel & electric boilers | M EUR | 70
RO | HRE 2050 | Output | Annualised investment cost | Electricity | Power plants | M EUR | 1026
RO | HRE 2050 | Output | Annualised investment cost | Electricity | Onshore wind | M EUR | 1925
RO | HRE 2050 | Output | Annualised investment cost | Electricity | Offshore wind | M EUR | 0
RO | HRE 2050 | Output | Annualised investment cost | Electricity | Photovoltaic | M EUR | 888
RO | HRE 2050 | Output | Annualised investment cost | Electricity | Other var. RES | M EUR | 0
RO | HRE 2050 | Output | Annualised investment cost | Electricity | Hydro | M EUR | 502
RO | HRE 2050 | Output | Annualised investment cost | Electricity | Nuclear plants | M EUR | 48
RO | HRE 2050 | Output | Annualised investment cost | Electricity | Geothermal | M EUR | 1
RO | HRE 2050 | Output | Annualised investment cost | Liquid & gas fuel plants | Electrolyser | M EUR | 335
RO | HRE 2050 | Output | Annualised investment cost | Liquid & gas fuel plants | Hydrogen Storage | M EUR | 467
RO | HRE 2050 | Output | Annualised investment cost | Electricity | Pump | M EUR | 0
RO | HRE 2050 | Output | Annualised investment cost | Electricity | Turbine | M EUR | 0
RO | HRE 2050 | Output | Annualised investment cost | Electricity | Pump Storage | M EUR | 0
RO | HRE 2050 | Output | Annualised investment cost | Heating | Indv. boilers | M EUR | 0
RO | HRE 2050 | Output | Annualised investment cost | Heating | Indv. CHP | M EUR | 0
RO | HRE 2050 | Output | Annualised investment cost | Heating | Indv. heat pumps | M EUR | 1251
RO | HRE 2050 | Output | Annualised investment cost | Heating | Indv. electric heat | M EUR | 0
RO | HRE 2050 | Output | Annualised investment cost | Heating | Indv. solar thermal | M EUR | 0
RO | HRE 2050 | Output | Annualised investment cost | Liquid & gas fuel plants | BioGas Upgrade | M EUR | 5
RO | HRE 2050 | Output | Annualised investment cost | Liquid & gas fuel plants | Gasification Upgrade | M EUR | 0
RO | HRE 2050 | Output | Annualised investment cost | Heating | DH - Waste incineration | M EUR | 0
RO | HRE 2050 | Output | Annualised investment cost | Liquid & gas fuel plants | Biogas Plant | M EUR | 23
RO | HRE 2050 | Output | Annualised investment cost | Liquid & gas fuel plants | Gasification Plant | M EUR | 0
RO | HRE 2050 | Output | Annualised investment cost | Liquid & gas fuel plants | BioDiesel Plant | M EUR | 521
RO | HRE 2050 | Output | Annualised investment cost | Liquid & gas fuel plants | BioPetrol Plant | M EUR | 125
RO | HRE 2050 | Output | Annualised investment cost | Liquid & gas fuel plants | BioJPPlant | M EUR | 0
RO | HRE 2050 | Output | Annualised investment cost | Electricity | Concentrated solar plants | M EUR | 0
RO | HRE 2050 | Output | Annualised investment cost | Liquid & gas fuel plants | Carbon Recycling | M EUR | 44
RO | HRE 2050 | Output | Annualised investment cost | Liquid & gas fuel plants | JP Synthesis | M EUR | 0
RO | HRE 2050 | Output | Annualised investment cost | Liquid & gas fuel plants | Methanation (CO2) | M EUR | 17
RO | HRE 2050 | Output | Annualised investment cost | Water | Water desalination & storage | M EUR | 0
RO | HRE 2050 | Output | Annualised investment cost | Liquid & gas fuel plants | Gas Storage | M EUR | 0
RO | HRE 2050 | Output | Annualised investment cost | Liquid & gas fuel plants | Oil Storage | M EUR | 0
RO | HRE 2050 | Output | Annualised investment cost | Liquid & gas fuel plants | Methanol Storage | M EUR | 0
RO | HRE 2050 | Output | Annualised investment cost | Electricity | Interconnection | M EUR | 0
RO | HRE 2050 | Output | Annualised investment cost | Heating | DH - Geothermal | M EUR | 4
RO | HRE 2050 | Output | Annualised investment cost | Heating | DH - Industrial excess | M EUR | 0
RO | HRE 2050 | Output | Annualised investment cost | Electricity | Indust. CHP Electr. | M EUR | 3
RO | HRE 2050 | Output | Annualised investment cost | Heating | Indust. CHP Heat | M EUR | 0
RO | HRE 2050 | Output | Annualised investment cost | Road vehicles | Vehicles | M EUR | 0
RO | HRE 2050 | Output | Annualised investment cost | Heating | Estimated electricity grid reinforcement | M EUR | 406
RO | HRE 2050 | Output | Annualised investment cost | Cooling | Cooling savings | M EUR | 10
RO | HRE 2050 | Output | Annualised investment cost | Cooling | District cooling pipes | M EUR | 22
RO | HRE 2050 | Output | Annualised investment cost | Cooling | Individual cooling | M EUR | 187
RO | HRE 2050 | Output | Annualised investment cost | Cooling | District cooling | M EUR | 4
RO | HRE 2050 | Output | Annualised investment cost | Heating | District heating substations | M EUR | 61
RO | HRE 2050 | Output | Annualised investment cost | Heating | Heat savings | M EUR | 1691
RO | HRE 2050 | Output | Annualised investment cost | Heating | District heating pipes | M EUR | 107
RO | HRE 2050 | Output | Installed capacity | Heating | DH - Waste incineration | MWth | 0
RO | HRE 2050 | Output | Installed capacity | Heating | DH - Solar thermal | MWth | 199
RO | HRE 2050 | Output | Installed capacity | Heating | Indv. heat pumps | MWth | 11102
RO | HRE 2050 | Output | Installed capacity | Heating | Indv. boilers | MWth | 0
RO | HRE 2050 | Output | Installed capacity | Cooling | Indv. cooling | MWe | 1197.4242
RO | HRE 2050 | Output | Installed capacity | Cooling | District cooling - chillers | MWth | 465.7143
RO | HRE 2050 | Output | Fuel individual boilers | Indiviual Boilers | Coal | TWh/year | 0
RO | HRE 2050 | Output | Fuel individual boilers | Indiviual Boilers | Oil | TWh/year | 0
RO | HRE 2050 | Output | Fuel individual boilers | Indiviual Boilers | Ngas | TWh/year | 0
RO | HRE 2050 | Output | Fuel individual boilers | Indiviual Boilers | Biomass | TWh/year | 0
SE | BL 2015 | Output | PES | Fossil Fuel | Coal | TWh/year | 30.01
SE | BL 2015 | Output | PES | Fossil Fuel | Oil | TWh/year | 113.38
SE | BL 2015 | Output | PES | Fossil Fuel | Natural gas | TWh/year | 18.67
SE | BL 2015 | Output | PES | Nuclear | Nuclear | TWh/year | 189.15
SE | BL 2015 | Output | PES | RES | Biomass | TWh/year | 131.98
SE | BL 2015 | Output | PES | RES | Hydro | TWh/year | 66.92
SE | BL 2015 | Output | PES | RES | Wind | TWh/year | 3.06
SE | BL 2015 | Output | PES | RES | Solar elec. | TWh/year | 0
SE | BL 2015 | Output | PES | RES | Geothermal elec. | TWh/year | 0
SE | BL 2015 | Output | PES | RES | Solar heat | TWh/year | 0.13
SE | BL 2015 | Output | PES | RES | Wave & tidal | TWh/year | 0
SE | BL 2015 | Output | PES | Trade | Export/Import | TWh/year | -7.56
SE | BL 2015 | Output | Emissions | Energy and industry | CO2-emissions | Mt | 44.334
SE | BL 2015 | Output | Electricity production | Thermal | Condensing power plants | TWh/year | 0.08
SE | BL 2015 | Output | Electricity production | Thermal | CHP plants (incl. waste) | TWh/year | 18.21
SE | BL 2015 | Output | Electricity production | Thermal | Industrial CHP | TWh/year | 6.7
SE | BL 2015 | Output | Electricity production | Nuclear | Nuclear power plants | TWh/year | 56.74
SE | BL 2015 | Output | Electricity production | RES | Geothermal power plants | TWh/year | 0
SE | BL 2015 | Output | Electricity production | RES | Onshore wind | TWh/year | 2.59
SE | BL 2015 | Output | Electricity production | RES | Offshore wind | TWh/year | 0.47
SE | BL 2015 | Output | Electricity production | RES | Photovoltaic | TWh/year | 0
SE | BL 2015 | Output | Electricity production | RES | Concentrated solar plants | TWh/year | 0
SE | BL 2015 | Output | Electricity production | RES | Wave & tidal | TWh/year | 0
SE | BL 2015 | Output | Electricity production | RES | Dammed hydro | TWh/year | 34.39
SE | BL 2015 | Output | Electricity production | RES | River hydro | TWh/year | 32.53
SE | BL 2015 | Output | Electricity production | Trade | Net import (+) / export (-) | TWh/year | -7.56
SE | BL 2015 | Output | Heat supply | Individual heating | Electric heating | TWh/year | 28.51
SE | BL 2015 | Output | Heat supply | Individual heating | Heat pumps | TWh/year | 10.49
SE | BL 2015 | Output | Heat supply | Individual heating | Boilers | TWh/year | 12.76
SE | BL 2015 | Output | Heat supply | Individual heating | Solar thermal | TWh/year | 0.13
SE | BL 2015 | Output | Heat supply | District heating | CHP plants | TWh/year | 33.54
SE | BL 2015 | Output | Heat supply | District heating | Fuel boilers | TWh/year | 24.19
SE | BL 2015 | Output | Heat supply | District heating | Electric boilers | TWh/year | 0
SE | BL 2015 | Output | Heat supply | District heating | Waste | TWh/year | 0.77
SE | BL 2015 | Output | Heat supply | District heating | Heat pumps | TWh/year | 9.09
SE | BL 2015 | Output | Heat supply | District heating | Industrial excess & waste incineration | TWh/year | 0
SE | BL 2015 | Output | Costs | Fuel | Fuel excl. natural gas exchange | M EUR | 9687
SE | BL 2015 | Output | Costs | Fuel | Natural gas exchange costs | M EUR | 625
SE | BL 2015 | Output | Costs | Operation & Maintenance | Marginal operation costs | M EUR | 946
SE | BL 2015 | Output | Costs | Operation & Maintenance | Electricity exchange | M EUR | 0
SE | BL 2015 | Output | Costs | CO2 | CO2 emission costs | M EUR | 248
SE | BL 2015 | Output | Costs | Operation & Maintenance | Fixed operation costs | M EUR | 4148
SE | BL 2015 | Output | Costs | Annual investment | Annual investment costs | M EUR | 17532
SE | BL 2015 | Output | Annualised investment cost | Heating | DH - Solar thermal | M EUR | 0
SE | BL 2015 | Output | Annualised investment cost | Heating | DH - Combined heat & power | M EUR | 405
SE | BL 2015 | Output | Annualised investment cost | Heating | DH - Heat pumps | M EUR | 48
SE | BL 2015 | Output | Annualised investment cost | Heating | DH - Thermal storage | M EUR | 14
SE | BL 2015 | Output | Annualised investment cost | Heating | DH - Fuel & electric boilers | M EUR | 908
SE | BL 2015 | Output | Annualised investment cost | Electricity | Power plants | M EUR | 350
SE | BL 2015 | Output | Annualised investment cost | Electricity | Onshore wind | M EUR | 84
SE | BL 2015 | Output | Annualised investment cost | Electricity | Offshore wind | M EUR | 20
SE | BL 2015 | Output | Annualised investment cost | Electricity | Photovoltaic | M EUR | 0
SE | BL 2015 | Output | Annualised investment cost | Electricity | Other var. RES | M EUR | 0
SE | BL 2015 | Output | Annualised investment cost | Electricity | Hydro | M EUR | 4155
SE | BL 2015 | Output | Annualised investment cost | Electricity | Nuclear plants | M EUR | 1710
SE | BL 2015 | Output | Annualised investment cost | Electricity | Geothermal | M EUR | 0
SE | BL 2015 | Output | Annualised investment cost | Liquid & gas fuel plants | Electrolyser | M EUR | 0
SE | BL 2015 | Output | Annualised investment cost | Liquid & gas fuel plants | Hydrogen Storage | M EUR | 0
SE | BL 2015 | Output | Annualised investment cost | Electricity | Pump | M EUR | 0
SE | BL 2015 | Output | Annualised investment cost | Electricity | Turbine | M EUR | 0
SE | BL 2015 | Output | Annualised investment cost | Electricity | Pump Storage | M EUR | 0
SE | BL 2015 | Output | Annualised investment cost | Heating | Indv. boilers | M EUR | 282
SE | BL 2015 | Output | Annualised investment cost | Heating | Indv. CHP | M EUR | 0
SE | BL 2015 | Output | Annualised investment cost | Heating | Indv. heat pumps | M EUR | 572
SE | BL 2015 | Output | Annualised investment cost | Heating | Indv. electric heat | M EUR | 288
SE | BL 2015 | Output | Annualised investment cost | Heating | Indv. solar thermal | M EUR | 12
SE | BL 2015 | Output | Annualised investment cost | Liquid & gas fuel plants | BioGas Upgrade | M EUR | 0
SE | BL 2015 | Output | Annualised investment cost | Liquid & gas fuel plants | Gasification Upgrade | M EUR | 0
SE | BL 2015 | Output | Annualised investment cost | Heating | DH - Waste incineration | M EUR | 16
SE | BL 2015 | Output | Annualised investment cost | Liquid & gas fuel plants | Biogas Plant | M EUR | 0
SE | BL 2015 | Output | Annualised investment cost | Liquid & gas fuel plants | Gasification Plant | M EUR | 0
SE | BL 2015 | Output | Annualised investment cost | Liquid & gas fuel plants | BioDiesel Plant | M EUR | 74
SE | BL 2015 | Output | Annualised investment cost | Liquid & gas fuel plants | BioPetrol Plant | M EUR | 35
SE | BL 2015 | Output | Annualised investment cost | Liquid & gas fuel plants | BioJPPlant | M EUR | 0
SE | BL 2015 | Output | Annualised investment cost | Electricity | Concentrated solar plants | M EUR | 0
SE | BL 2015 | Output | Annualised investment cost | Liquid & gas fuel plants | Carbon Recycling | M EUR | 0
SE | BL 2015 | Output | Annualised investment cost | Liquid & gas fuel plants | JP Synthesis | M EUR | 0
SE | BL 2015 | Output | Annualised investment cost | Liquid & gas fuel plants | Methanation (CO2) | M EUR | 0
SE | BL 2015 | Output | Annualised investment cost | Water | Water desalination & storage | M EUR | 0
SE | BL 2015 | Output | Annualised investment cost | Liquid & gas fuel plants | Gas Storage | M EUR | 0
SE | BL 2015 | Output | Annualised investment cost | Liquid & gas fuel plants | Oil Storage | M EUR | 0
SE | BL 2015 | Output | Annualised investment cost | Liquid & gas fuel plants | Methanol Storage | M EUR | 0
SE | BL 2015 | Output | Annualised investment cost | Electricity | Interconnection | M EUR | 0
SE | BL 2015 | Output | Annualised investment cost | Heating | DH - Geothermal | M EUR | 0
SE | BL 2015 | Output | Annualised investment cost | Heating | DH - Industrial excess | M EUR | 0
SE | BL 2015 | Output | Annualised investment cost | Electricity | Indust. CHP Electr. | M EUR | 22
SE | BL 2015 | Output | Annualised investment cost | Heating | Indust. CHP Heat | M EUR | 0
SE | BL 2015 | Output | Annualised investment cost | Road vehicles | Vehicles | M EUR | 0
SE | BL 2015 | Output | Annualised investment cost | Heating | Estimated electricity grid reinforcement | M EUR | 0
SE | BL 2015 | Output | Annualised investment cost | Cooling | Cooling savings | M EUR | 25
SE | BL 2015 | Output | Annualised investment cost | Cooling | District cooling pipes | M EUR | 0
SE | BL 2015 | Output | Annualised investment cost | Cooling | Individual cooling | M EUR | 45
SE | BL 2015 | Output | Annualised investment cost | Cooling | District cooling | M EUR | 0
SE | BL 2015 | Output | Annualised investment cost | Heating | District heating substations | M EUR | 0
SE | BL 2015 | Output | Annualised investment cost | Heating | Heat savings | M EUR | 8141
SE | BL 2015 | Output | Annualised investment cost | Heating | District heating pipes | M EUR | 327
SE | BL 2015 | Output | Installed capacity | Heating | DH - Waste incineration | MWth | 87
SE | BL 2015 | Output | Installed capacity | Heating | DH - Solar thermal | MWth | 0
SE | BL 2015 | Output | Installed capacity | Heating | Indv. heat pumps | MWth | 2677.5
SE | BL 2015 | Output | Installed capacity | Heating | Indv. boilers | MWth | 4084.7059
SE | BL 2015 | Output | Installed capacity | Cooling | Indv. cooling | MWe | 245.1515
SE | BL 2015 | Output | Installed capacity | Cooling | District cooling - chillers | MWth | 0
SE | BL 2015 | Output | Fuel individual boilers | Indiviual Boilers | Coal | TWh/year | 0.45
SE | BL 2015 | Output | Fuel individual boilers | Indiviual Boilers | Oil | TWh/year | 7.79
SE | BL 2015 | Output | Fuel individual boilers | Indiviual Boilers | Ngas | TWh/year | 1.28
SE | BL 2015 | Output | Fuel individual boilers | Indiviual Boilers | Biomass | TWh/year | 6.76
SE | BL 2050 | Output | PES | Fossil Fuel | Coal | TWh/year | 5.33
SE | BL 2050 | Output | PES | Fossil Fuel | Oil | TWh/year | 71.36
SE | BL 2050 | Output | PES | Fossil Fuel | Natural gas | TWh/year | 19.14
SE | BL 2050 | Output | PES | Nuclear | Nuclear | TWh/year | 253.21
SE | BL 2050 | Output | PES | RES | Biomass | TWh/year | 70.99
SE | BL 2050 | Output | PES | RES | Hydro | TWh/year | 78.32
SE | BL 2050 | Output | PES | RES | Wind | TWh/year | 61.49
SE | BL 2050 | Output | PES | RES | Solar elec. | TWh/year | 11.77
SE | BL 2050 | Output | PES | RES | Geothermal elec. | TWh/year | 0
SE | BL 2050 | Output | PES | RES | Solar heat | TWh/year | 3.27
SE | BL 2050 | Output | PES | RES | Wave & tidal | TWh/year | 0
SE | BL 2050 | Output | PES | Trade | Export/Import | TWh/year | -21.19
SE | BL 2050 | Output | Emissions | Energy and industry | CO2-emissions | Mt | 24.606
SE | BL 2050 | Output | Electricity production | Thermal | Condensing power plants | TWh/year | 0.35
SE | BL 2050 | Output | Electricity production | Thermal | CHP plants (incl. waste) | TWh/year | 11.14
SE | BL 2050 | Output | Electricity production | Thermal | Industrial CHP | TWh/year | 0
SE | BL 2050 | Output | Electricity production | Nuclear | Nuclear power plants | TWh/year | 75.96
SE | BL 2050 | Output | Electricity production | RES | Geothermal power plants | TWh/year | 0
SE | BL 2050 | Output | Electricity production | RES | Onshore wind | TWh/year | 31.77
SE | BL 2050 | Output | Electricity production | RES | Offshore wind | TWh/year | 29.72
SE | BL 2050 | Output | Electricity production | RES | Photovoltaic | TWh/year | 11.77
SE | BL 2050 | Output | Electricity production | RES | Concentrated solar plants | TWh/year | 0
SE | BL 2050 | Output | Electricity production | RES | Wave & tidal | TWh/year | 0
SE | BL 2050 | Output | Electricity production | RES | Dammed hydro | TWh/year | 45.79
SE | BL 2050 | Output | Electricity production | RES | River hydro | TWh/year | 32.53
SE | BL 2050 | Output | Electricity production | Trade | Net import (+) / export (-) | TWh/year | -21.19
SE | BL 2050 | Output | Heat supply | Individual heating | Electric heating | TWh/year | 27.75
SE | BL 2050 | Output | Heat supply | Individual heating | Heat pumps | TWh/year | 3.56
SE | BL 2050 | Output | Heat supply | Individual heating | Boilers | TWh/year | 6.56
SE | BL 2050 | Output | Heat supply | Individual heating | Solar thermal | TWh/year | 0
SE | BL 2050 | Output | Heat supply | District heating | CHP plants | TWh/year | 12.54
SE | BL 2050 | Output | Heat supply | District heating | Fuel boilers | TWh/year | 10.74
SE | BL 2050 | Output | Heat supply | District heating | Electric boilers | TWh/year | 0
SE | BL 2050 | Output | Heat supply | District heating | Waste | TWh/year | 0.47
SE | BL 2050 | Output | Heat supply | District heating | Heat pumps | TWh/year | 7.4
SE | BL 2050 | Output | Heat supply | District heating | Industrial excess & waste incineration | TWh/year | 0
SE | BL 2050 | Output | Costs | Fuel | Fuel excl. natural gas exchange | M EUR | 5454
SE | BL 2050 | Output | Costs | Fuel | Natural gas exchange costs | M EUR | 641
SE | BL 2050 | Output | Costs | Operation & Maintenance | Marginal operation costs | M EUR | 1227
SE | BL 2050 | Output | Costs | Operation & Maintenance | Electricity exchange | M EUR | 0
SE | BL 2050 | Output | Costs | CO2 | CO2 emission costs | M EUR | 1070
SE | BL 2050 | Output | Costs | Operation & Maintenance | Fixed operation costs | M EUR | 5700
SE | BL 2050 | Output | Costs | Annual investment | Annual investment costs | M EUR | 21431
SE | BL 2050 | Output | Annualised investment cost | Heating | DH - Solar thermal | M EUR | 51
SE | BL 2050 | Output | Annualised investment cost | Heating | DH - Combined heat & power | M EUR | 594
SE | BL 2050 | Output | Annualised investment cost | Heating | DH - Heat pumps | M EUR | 63
SE | BL 2050 | Output | Annualised investment cost | Heating | DH - Thermal storage | M EUR | 40
SE | BL 2050 | Output | Annualised investment cost | Heating | DH - Fuel & electric boilers | M EUR | 992
SE | BL 2050 | Output | Annualised investment cost | Electricity | Power plants | M EUR | 518
SE | BL 2050 | Output | Annualised investment cost | Electricity | Onshore wind | M EUR | 738
SE | BL 2050 | Output | Annualised investment cost | Electricity | Offshore wind | M EUR | 627
SE | BL 2050 | Output | Annualised investment cost | Electricity | Photovoltaic | M EUR | 356
SE | BL 2050 | Output | Annualised investment cost | Electricity | Other var. RES | M EUR | 0
SE | BL 2050 | Output | Annualised investment cost | Electricity | Hydro | M EUR | 4925
SE | BL 2050 | Output | Annualised investment cost | Electricity | Nuclear plants | M EUR | 1658
SE | BL 2050 | Output | Annualised investment cost | Electricity | Geothermal | M EUR | 0
SE | BL 2050 | Output | Annualised investment cost | Liquid & gas fuel plants | Electrolyser | M EUR | 44
SE | BL 2050 | Output | Annualised investment cost | Liquid & gas fuel plants | Hydrogen Storage | M EUR | 60
SE | BL 2050 | Output | Annualised investment cost | Electricity | Pump | M EUR | 0
SE | BL 2050 | Output | Annualised investment cost | Electricity | Turbine | M EUR | 0
SE | BL 2050 | Output | Annualised investment cost | Electricity | Pump Storage | M EUR | 0
SE | BL 2050 | Output | Annualised investment cost | Heating | Indv. boilers | M EUR | 122
SE | BL 2050 | Output | Annualised investment cost | Heating | Indv. CHP | M EUR | 0
SE | BL 2050 | Output | Annualised investment cost | Heating | Indv. heat pumps | M EUR | 158
SE | BL 2050 | Output | Annualised investment cost | Heating | Indv. electric heat | M EUR | 282
SE | BL 2050 | Output | Annualised investment cost | Heating | Indv. solar thermal | M EUR | 0
SE | BL 2050 | Output | Annualised investment cost | Liquid & gas fuel plants | BioGas Upgrade | M EUR | 0
SE | BL 2050 | Output | Annualised investment cost | Liquid & gas fuel plants | Gasification Upgrade | M EUR | 0
SE | BL 2050 | Output | Annualised investment cost | Heating | DH - Waste incineration | M EUR | 8
SE | BL 2050 | Output | Annualised investment cost | Liquid & gas fuel plants | Biogas Plant | M EUR | 0
SE | BL 2050 | Output | Annualised investment cost | Liquid & gas fuel plants | Gasification Plant | M EUR | 0
SE | BL 2050 | Output | Annualised investment cost | Liquid & gas fuel plants | BioDiesel Plant | M EUR | 20
SE | BL 2050 | Output | Annualised investment cost | Liquid & gas fuel plants | BioPetrol Plant | M EUR | 9
SE | BL 2050 | Output | Annualised investment cost | Liquid & gas fuel plants | BioJPPlant | M EUR | 0
SE | BL 2050 | Output | Annualised investment cost | Electricity | Concentrated solar plants | M EUR | 0
SE | BL 2050 | Output | Annualised investment cost | Liquid & gas fuel plants | Carbon Recycling | M EUR | 8
SE | BL 2050 | Output | Annualised investment cost | Liquid & gas fuel plants | JP Synthesis | M EUR | 0
SE | BL 2050 | Output | Annualised investment cost | Liquid & gas fuel plants | Methanation (CO2) | M EUR | 10
SE | BL 2050 | Output | Annualised investment cost | Water | Water desalination & storage | M EUR | 0
SE | BL 2050 | Output | Annualised investment cost | Liquid & gas fuel plants | Gas Storage | M EUR | 0
SE | BL 2050 | Output | Annualised investment cost | Liquid & gas fuel plants | Oil Storage | M EUR | 0
SE | BL 2050 | Output | Annualised investment cost | Liquid & gas fuel plants | Methanol Storage | M EUR | 0
SE | BL 2050 | Output | Annualised investment cost | Electricity | Interconnection | M EUR | 0
SE | BL 2050 | Output | Annualised investment cost | Heating | DH - Geothermal | M EUR | 0
SE | BL 2050 | Output | Annualised investment cost | Heating | DH - Industrial excess | M EUR | 0
SE | BL 2050 | Output | Annualised investment cost | Electricity | Indust. CHP Electr. | M EUR | 0
SE | BL 2050 | Output | Annualised investment cost | Heating | Indust. CHP Heat | M EUR | 0
SE | BL 2050 | Output | Annualised investment cost | Road vehicles | Vehicles | M EUR | 0
SE | BL 2050 | Output | Annualised investment cost | Heating | Estimated electricity grid reinforcement | M EUR | 0
SE | BL 2050 | Output | Annualised investment cost | Cooling | Cooling savings | M EUR | 25
SE | BL 2050 | Output | Annualised investment cost | Cooling | District cooling pipes | M EUR | 0
SE | BL 2050 | Output | Annualised investment cost | Cooling | Individual cooling | M EUR | 1464
SE | BL 2050 | Output | Annualised investment cost | Cooling | District cooling | M EUR | 0
SE | BL 2050 | Output | Annualised investment cost | Heating | District heating substations | M EUR | 193
SE | BL 2050 | Output | Annualised investment cost | Heating | Heat savings | M EUR | 8141
SE | BL 2050 | Output | Annualised investment cost | Heating | District heating pipes | M EUR | 327
SE | BL 2050 | Output | Installed capacity | Heating | DH - Waste incineration | MWth | 54
SE | BL 2050 | Output | Installed capacity | Heating | DH - Solar thermal | MWth | 2315
SE | BL 2050 | Output | Installed capacity | Heating | Indv. heat pumps | MWth | 822.5
SE | BL 2050 | Output | Installed capacity | Heating | Indv. boilers | MWth | 1998.8235
SE | BL 2050 | Output | Installed capacity | Cooling | Indv. cooling | MWe | 5344.0909
SE | BL 2050 | Output | Installed capacity | Cooling | District cooling - chillers | MWth | 0
SE | BL 2050 | Output | Fuel individual boilers | Indiviual Boilers | Coal | TWh/year | 0
SE | BL 2050 | Output | Fuel individual boilers | Indiviual Boilers | Oil | TWh/year | 0
SE | BL 2050 | Output | Fuel individual boilers | Indiviual Boilers | Ngas | TWh/year | 3.97
SE | BL 2050 | Output | Fuel individual boilers | Indiviual Boilers | Biomass | TWh/year | 5.54
SE | CD Savings | Output | PES | Fossil Fuel | Coal | TWh/year | 2.4
SE | CD Savings | Output | PES | Fossil Fuel | Oil | TWh/year | 12.29
SE | CD Savings | Output | PES | Fossil Fuel | Natural gas | TWh/year | 9.1
SE | CD Savings | Output | PES | Nuclear | Nuclear | TWh/year | 60.51
SE | CD Savings | Output | PES | RES | Biomass | TWh/year | 180.27
SE | CD Savings | Output | PES | RES | Hydro | TWh/year | 78.28
SE | CD Savings | Output | PES | RES | Wind | TWh/year | 189.96
SE | CD Savings | Output | PES | RES | Solar elec. | TWh/year | 45.42
SE | CD Savings | Output | PES | RES | Geothermal elec. | TWh/year | 0
SE | CD Savings | Output | PES | RES | Solar heat | TWh/year | 0.12
SE | CD Savings | Output | PES | RES | Wave & tidal | TWh/year | 0
SE | CD Savings | Output | PES | Trade | Export/Import | TWh/year | -30.15
SE | CD Savings | Output | Emissions | Energy and industry | CO2-emissions | Mt | 5.942
SE | CD Savings | Output | Electricity production | Thermal | Condensing power plants | TWh/year | 45.55
SE | CD Savings | Output | Electricity production | Thermal | CHP plants (incl. waste) | TWh/year | 7.08
SE | CD Savings | Output | Electricity production | Thermal | Industrial CHP | TWh/year | 0
SE | CD Savings | Output | Electricity production | Nuclear | Nuclear power plants | TWh/year | 18.15
SE | CD Savings | Output | Electricity production | RES | Geothermal power plants | TWh/year | 0
SE | CD Savings | Output | Electricity production | RES | Onshore wind | TWh/year | 189.96
SE | CD Savings | Output | Electricity production | RES | Offshore wind | TWh/year | 0
SE | CD Savings | Output | Electricity production | RES | Photovoltaic | TWh/year | 45.42
SE | CD Savings | Output | Electricity production | RES | Concentrated solar plants | TWh/year | 0
SE | CD Savings | Output | Electricity production | RES | Wave & tidal | TWh/year | 0
SE | CD Savings | Output | Electricity production | RES | Dammed hydro | TWh/year | 46.33
SE | CD Savings | Output | Electricity production | RES | River hydro | TWh/year | 32.53
SE | CD Savings | Output | Electricity production | Trade | Net import (+) / export (-) | TWh/year | -30.15
SE | CD Savings | Output | Heat supply | Individual heating | Electric heating | TWh/year | 26.62
SE | CD Savings | Output | Heat supply | Individual heating | Heat pumps | TWh/year | 3.42
SE | CD Savings | Output | Heat supply | Individual heating | Boilers | TWh/year | 6.3
SE | CD Savings | Output | Heat supply | Individual heating | Solar thermal | TWh/year | 0
SE | CD Savings | Output | Heat supply | District heating | CHP plants | TWh/year | 22.27
SE | CD Savings | Output | Heat supply | District heating | Fuel boilers | TWh/year | 4.51
SE | CD Savings | Output | Heat supply | District heating | Electric boilers | TWh/year | 0
SE | CD Savings | Output | Heat supply | District heating | Waste | TWh/year | 0
SE | CD Savings | Output | Heat supply | District heating | Heat pumps | TWh/year | 5.2
SE | CD Savings | Output | Heat supply | District heating | Industrial excess & waste incineration | TWh/year | 0
SE | CD Savings | Output | Costs | Fuel | Fuel excl. natural gas exchange | M EUR | 6850
SE | CD Savings | Output | Costs | Fuel | Natural gas exchange costs | M EUR | 305
SE | CD Savings | Output | Costs | Operation & Maintenance | Marginal operation costs | M EUR | 467
SE | CD Savings | Output | Costs | Operation & Maintenance | Electricity exchange | M EUR | 0
SE | CD Savings | Output | Costs | CO2 | CO2 emission costs | M EUR | 258
SE | CD Savings | Output | Costs | Operation & Maintenance | Fixed operation costs | M EUR | 8816
SE | CD Savings | Output | Costs | Annual investment | Annual investment costs | M EUR | 26927
SE | CD Savings | Output | Annualised investment cost | Heating | DH - Solar thermal | M EUR | 2
SE | CD Savings | Output | Annualised investment cost | Heating | DH - Combined heat & power | M EUR | 226
SE | CD Savings | Output | Annualised investment cost | Heating | DH - Heat pumps | M EUR | 63
SE | CD Savings | Output | Annualised investment cost | Heating | DH - Thermal storage | M EUR | 8
SE | CD Savings | Output | Annualised investment cost | Heating | DH - Fuel & electric boilers | M EUR | 140
SE | CD Savings | Output | Annualised investment cost | Electricity | Power plants | M EUR | 2972
SE | CD Savings | Output | Annualised investment cost | Electricity | Onshore wind | M EUR | 4412
SE | CD Savings | Output | Annualised investment cost | Electricity | Offshore wind | M EUR | 0
SE | CD Savings | Output | Annualised investment cost | Electricity | Photovoltaic | M EUR | 1376
SE | CD Savings | Output | Annualised investment cost | Electricity | Other var. RES | M EUR | 0
SE | CD Savings | Output | Annualised investment cost | Electricity | Hydro | M EUR | 4925
SE | CD Savings | Output | Annualised investment cost | Electricity | Nuclear plants | M EUR | 396
SE | CD Savings | Output | Annualised investment cost | Electricity | Geothermal | M EUR | 0
SE | CD Savings | Output | Annualised investment cost | Liquid & gas fuel plants | Electrolyser | M EUR | 311
SE | CD Savings | Output | Annualised investment cost | Liquid & gas fuel plants | Hydrogen Storage | M EUR | 431
SE | CD Savings | Output | Annualised investment cost | Electricity | Pump | M EUR | 0
SE | CD Savings | Output | Annualised investment cost | Electricity | Turbine | M EUR | 0
SE | CD Savings | Output | Annualised investment cost | Electricity | Pump Storage | M EUR | 0
SE | CD Savings | Output | Annualised investment cost | Heating | Indv. boilers | M EUR | 144
SE | CD Savings | Output | Annualised investment cost | Heating | Indv. CHP | M EUR | 0
SE | CD Savings | Output | Annualised investment cost | Heating | Indv. heat pumps | M EUR | 158
SE | CD Savings | Output | Annualised investment cost | Heating | Indv. electric heat | M EUR | 282
SE | CD Savings | Output | Annualised investment cost | Heating | Indv. solar thermal | M EUR | 0
SE | CD Savings | Output | Annualised investment cost | Liquid & gas fuel plants | BioGas Upgrade | M EUR | 2
SE | CD Savings | Output | Annualised investment cost | Liquid & gas fuel plants | Gasification Upgrade | M EUR | 0
SE | CD Savings | Output | Annualised investment cost | Heating | DH - Waste incineration | M EUR | 0
SE | CD Savings | Output | Annualised investment cost | Liquid & gas fuel plants | Biogas Plant | M EUR | 12
SE | CD Savings | Output | Annualised investment cost | Liquid & gas fuel plants | Gasification Plant | M EUR | 0
SE | CD Savings | Output | Annualised investment cost | Liquid & gas fuel plants | BioDiesel Plant | M EUR | 4
SE | CD Savings | Output | Annualised investment cost | Liquid & gas fuel plants | BioPetrol Plant | M EUR | 34
SE | CD Savings | Output | Annualised investment cost | Liquid & gas fuel plants | BioJPPlant | M EUR | 0
SE | CD Savings | Output | Annualised investment cost | Electricity | Concentrated solar plants | M EUR | 0
SE | CD Savings | Output | Annualised investment cost | Liquid & gas fuel plants | Carbon Recycling | M EUR | 43
SE | CD Savings | Output | Annualised investment cost | Liquid & gas fuel plants | JP Synthesis | M EUR | 0
SE | CD Savings | Output | Annualised investment cost | Liquid & gas fuel plants | Methanation (CO2) | M EUR | 41
SE | CD Savings | Output | Annualised investment cost | Water | Water desalination & storage | M EUR | 0
SE | CD Savings | Output | Annualised investment cost | Liquid & gas fuel plants | Gas Storage | M EUR | 0
SE | CD Savings | Output | Annualised investment cost | Liquid & gas fuel plants | Oil Storage | M EUR | 0
SE | CD Savings | Output | Annualised investment cost | Liquid & gas fuel plants | Methanol Storage | M EUR | 0
SE | CD Savings | Output | Annualised investment cost | Electricity | Interconnection | M EUR | 0
SE | CD Savings | Output | Annualised investment cost | Heating | DH - Geothermal | M EUR | 0
SE | CD Savings | Output | Annualised investment cost | Heating | DH - Industrial excess | M EUR | 0
SE | CD Savings | Output | Annualised investment cost | Electricity | Indust. CHP Electr. | M EUR | 0
SE | CD Savings | Output | Annualised investment cost | Heating | Indust. CHP Heat | M EUR | 0
SE | CD Savings | Output | Annualised investment cost | Road vehicles | Vehicles | M EUR | 0
SE | CD Savings | Output | Annualised investment cost | Heating | Estimated electricity grid reinforcement | M EUR | 558
SE | CD Savings | Output | Annualised investment cost | Cooling | Cooling savings | M EUR | 25
SE | CD Savings | Output | Annualised investment cost | Cooling | District cooling pipes | M EUR | 14
SE | CD Savings | Output | Annualised investment cost | Cooling | Individual cooling | M EUR | 1439
SE | CD Savings | Output | Annualised investment cost | Cooling | District cooling | M EUR | 3
SE | CD Savings | Output | Annualised investment cost | Heating | District heating substations | M EUR | 193
SE | CD Savings | Output | Annualised investment cost | Heating | Heat savings | M EUR | 8189
SE | CD Savings | Output | Annualised investment cost | Heating | District heating pipes | M EUR | 524
SE | CD Savings | Output | Installed capacity | Heating | DH - Waste incineration | MWth | 0
SE | CD Savings | Output | Installed capacity | Heating | DH - Solar thermal | MWth | 99
SE | CD Savings | Output | Installed capacity | Heating | Indv. heat pumps | MWth | 885.5
SE | CD Savings | Output | Installed capacity | Heating | Indv. boilers | MWth | 1917.6471
SE | CD Savings | Output | Installed capacity | Cooling | Indv. cooling | MWe | 5253.0303
SE | CD Savings | Output | Installed capacity | Cooling | District cooling - chillers | MWth | 582.8571
SE | CD Savings | Output | Fuel individual boilers | Indiviual Boilers | Coal | TWh/year | 0
SE | CD Savings | Output | Fuel individual boilers | Indiviual Boilers | Oil | TWh/year | 0
SE | CD Savings | Output | Fuel individual boilers | Indiviual Boilers | Ngas | TWh/year | 3.8
SE | CD Savings | Output | Fuel individual boilers | Indiviual Boilers | Biomass | TWh/year | 5.32
SE | CD 2050 | Output | PES | Fossil Fuel | Coal | TWh/year | 2.98
SE | CD 2050 | Output | PES | Fossil Fuel | Oil | TWh/year | 14.44
SE | CD 2050 | Output | PES | Fossil Fuel | Natural gas | TWh/year | 12.41
SE | CD 2050 | Output | PES | Nuclear | Nuclear | TWh/year | 60.51
SE | CD 2050 | Output | PES | RES | Biomass | TWh/year | 196.08
SE | CD 2050 | Output | PES | RES | Hydro | TWh/year | 78.29
SE | CD 2050 | Output | PES | RES | Wind | TWh/year | 189.96
SE | CD 2050 | Output | PES | RES | Solar elec. | TWh/year | 45.42
SE | CD 2050 | Output | PES | RES | Geothermal elec. | TWh/year | 0
SE | CD 2050 | Output | PES | RES | Solar heat | TWh/year | 0.12
SE | CD 2050 | Output | PES | RES | Wave & tidal | TWh/year | 0
SE | CD 2050 | Output | PES | Trade | Export/Import | TWh/year | -24.29
SE | CD 2050 | Output | Emissions | Energy and industry | CO2-emissions | Mt | 7.387
SE | CD 2050 | Output | Electricity production | Thermal | Condensing power plants | TWh/year | 50.14
SE | CD 2050 | Output | Electricity production | Thermal | CHP plants (incl. waste) | TWh/year | 21.15
SE | CD 2050 | Output | Electricity production | Thermal | Industrial CHP | TWh/year | 0
SE | CD 2050 | Output | Electricity production | Nuclear | Nuclear power plants | TWh/year | 18.15
SE | CD 2050 | Output | Electricity production | RES | Geothermal power plants | TWh/year | 0
SE | CD 2050 | Output | Electricity production | RES | Onshore wind | TWh/year | 189.96
SE | CD 2050 | Output | Electricity production | RES | Offshore wind | TWh/year | 0
SE | CD 2050 | Output | Electricity production | RES | Photovoltaic | TWh/year | 45.42
SE | CD 2050 | Output | Electricity production | RES | Concentrated solar plants | TWh/year | 0
SE | CD 2050 | Output | Electricity production | RES | Wave & tidal | TWh/year | 0
SE | CD 2050 | Output | Electricity production | RES | Dammed hydro | TWh/year | 46.26
SE | CD 2050 | Output | Electricity production | RES | River hydro | TWh/year | 32.53
SE | CD 2050 | Output | Electricity production | Trade | Net import (+) / export (-) | TWh/year | -24.29
SE | CD 2050 | Output | Heat supply | Individual heating | Electric heating | TWh/year | 27.75
SE | CD 2050 | Output | Heat supply | Individual heating | Heat pumps | TWh/year | 3.56
SE | CD 2050 | Output | Heat supply | Individual heating | Boilers | TWh/year | 6.56
SE | CD 2050 | Output | Heat supply | Individual heating | Solar thermal | TWh/year | 0
SE | CD 2050 | Output | Heat supply | District heating | CHP plants | TWh/year | 23.79
SE | CD 2050 | Output | Heat supply | District heating | Fuel boilers | TWh/year | 5.32
SE | CD 2050 | Output | Heat supply | District heating | Electric boilers | TWh/year | 0
SE | CD 2050 | Output | Heat supply | District heating | Waste | TWh/year | 0
SE | CD 2050 | Output | Heat supply | District heating | Heat pumps | TWh/year | 5.05
SE | CD 2050 | Output | Heat supply | District heating | Industrial excess & waste incineration | TWh/year | 0
SE | CD 2050 | Output | Costs | Fuel | Fuel excl. natural gas exchange | M EUR | 7596
SE | CD 2050 | Output | Costs | Fuel | Natural gas exchange costs | M EUR | 416
SE | CD 2050 | Output | Costs | Operation & Maintenance | Marginal operation costs | M EUR | 517
SE | CD 2050 | Output | Costs | Operation & Maintenance | Electricity exchange | M EUR | 0
SE | CD 2050 | Output | Costs | CO2 | CO2 emission costs | M EUR | 321
SE | CD 2050 | Output | Costs | Operation & Maintenance | Fixed operation costs | M EUR | 9010
SE | CD 2050 | Output | Costs | Annual investment | Annual investment costs | M EUR | 27519
SE | CD 2050 | Output | Annualised investment cost | Heating | DH - Solar thermal | M EUR | 2
SE | CD 2050 | Output | Annualised investment cost | Heating | DH - Combined heat & power | M EUR | 631
SE | CD 2050 | Output | Annualised investment cost | Heating | DH - Heat pumps | M EUR | 63
SE | CD 2050 | Output | Annualised investment cost | Heating | DH - Thermal storage | M EUR | 8
SE | CD 2050 | Output | Annualised investment cost | Heating | DH - Fuel & electric boilers | M EUR | 454
SE | CD 2050 | Output | Annualised investment cost | Electricity | Power plants | M EUR | 3176
SE | CD 2050 | Output | Annualised investment cost | Electricity | Onshore wind | M EUR | 4412
SE | CD 2050 | Output | Annualised investment cost | Electricity | Offshore wind | M EUR | 0
SE | CD 2050 | Output | Annualised investment cost | Electricity | Photovoltaic | M EUR | 1376
SE | CD 2050 | Output | Annualised investment cost | Electricity | Other var. RES | M EUR | 0
SE | CD 2050 | Output | Annualised investment cost | Electricity | Hydro | M EUR | 4925
SE | CD 2050 | Output | Annualised investment cost | Electricity | Nuclear plants | M EUR | 396
SE | CD 2050 | Output | Annualised investment cost | Electricity | Geothermal | M EUR | 0
SE | CD 2050 | Output | Annualised investment cost | Liquid & gas fuel plants | Electrolyser | M EUR | 311
SE | CD 2050 | Output | Annualised investment cost | Liquid & gas fuel plants | Hydrogen Storage | M EUR | 431
SE | CD 2050 | Output | Annualised investment cost | Electricity | Pump | M EUR | 0
SE | CD 2050 | Output | Annualised investment cost | Electricity | Turbine | M EUR | 0
SE | CD 2050 | Output | Annualised investment cost | Electricity | Pump Storage | M EUR | 0
SE | CD 2050 | Output | Annualised investment cost | Heating | Indv. boilers | M EUR | 144
SE | CD 2050 | Output | Annualised investment cost | Heating | Indv. CHP | M EUR | 0
SE | CD 2050 | Output | Annualised investment cost | Heating | Indv. heat pumps | M EUR | 158
SE | CD 2050 | Output | Annualised investment cost | Heating | Indv. electric heat | M EUR | 282
SE | CD 2050 | Output | Annualised investment cost | Heating | Indv. solar thermal | M EUR | 0
SE | CD 2050 | Output | Annualised investment cost | Liquid & gas fuel plants | BioGas Upgrade | M EUR | 0
SE | CD 2050 | Output | Annualised investment cost | Liquid & gas fuel plants | Gasification Upgrade | M EUR | 0
SE | CD 2050 | Output | Annualised investment cost | Heating | DH - Waste incineration | M EUR | 0
SE | CD 2050 | Output | Annualised investment cost | Liquid & gas fuel plants | Biogas Plant | M EUR | 0
SE | CD 2050 | Output | Annualised investment cost | Liquid & gas fuel plants | Gasification Plant | M EUR | 0
SE | CD 2050 | Output | Annualised investment cost | Liquid & gas fuel plants | BioDiesel Plant | M EUR | 4
SE | CD 2050 | Output | Annualised investment cost | Liquid & gas fuel plants | BioPetrol Plant | M EUR | 34
SE | CD 2050 | Output | Annualised investment cost | Liquid & gas fuel plants | BioJPPlant | M EUR | 0
SE | CD 2050 | Output | Annualised investment cost | Electricity | Concentrated solar plants | M EUR | 0
SE | CD 2050 | Output | Annualised investment cost | Liquid & gas fuel plants | Carbon Recycling | M EUR | 43
SE | CD 2050 | Output | Annualised investment cost | Liquid & gas fuel plants | JP Synthesis | M EUR | 0
SE | CD 2050 | Output | Annualised investment cost | Liquid & gas fuel plants | Methanation (CO2) | M EUR | 41
SE | CD 2050 | Output | Annualised investment cost | Water | Water desalination & storage | M EUR | 0
SE | CD 2050 | Output | Annualised investment cost | Liquid & gas fuel plants | Gas Storage | M EUR | 0
SE | CD 2050 | Output | Annualised investment cost | Liquid & gas fuel plants | Oil Storage | M EUR | 0
SE | CD 2050 | Output | Annualised investment cost | Liquid & gas fuel plants | Methanol Storage | M EUR | 0
SE | CD 2050 | Output | Annualised investment cost | Electricity | Interconnection | M EUR | 0
SE | CD 2050 | Output | Annualised investment cost | Heating | DH - Geothermal | M EUR | 0
SE | CD 2050 | Output | Annualised investment cost | Heating | DH - Industrial excess | M EUR | 0
SE | CD 2050 | Output | Annualised investment cost | Electricity | Indust. CHP Electr. | M EUR | 0
SE | CD 2050 | Output | Annualised investment cost | Heating | Indust. CHP Heat | M EUR | 0
SE | CD 2050 | Output | Annualised investment cost | Road vehicles | Vehicles | M EUR | 0
SE | CD 2050 | Output | Annualised investment cost | Heating | Estimated electricity grid reinforcement | M EUR | 478
SE | CD 2050 | Output | Annualised investment cost | Cooling | Cooling savings | M EUR | 25
SE | CD 2050 | Output | Annualised investment cost | Cooling | District cooling pipes | M EUR | 0
SE | CD 2050 | Output | Annualised investment cost | Cooling | Individual cooling | M EUR | 1464
SE | CD 2050 | Output | Annualised investment cost | Cooling | District cooling | M EUR | 0
SE | CD 2050 | Output | Annualised investment cost | Heating | District heating substations | M EUR | 193
SE | CD 2050 | Output | Annualised investment cost | Heating | Heat savings | M EUR | 8141
SE | CD 2050 | Output | Annualised investment cost | Heating | District heating pipes | M EUR | 327
SE | CD 2050 | Output | Installed capacity | Heating | DH - Waste incineration | MWth | 0
SE | CD 2050 | Output | Installed capacity | Heating | DH - Solar thermal | MWth | 99
SE | CD 2050 | Output | Installed capacity | Heating | Indv. heat pumps | MWth | 924
SE | CD 2050 | Output | Installed capacity | Heating | Indv. boilers | MWth | 1998.8235
SE | CD 2050 | Output | Installed capacity | Cooling | Indv. cooling | MWe | 5344.0909
SE | CD 2050 | Output | Installed capacity | Cooling | District cooling - chillers | MWth | 0
SE | CD 2050 | Output | Fuel individual boilers | Indiviual Boilers | Coal | TWh/year | 0
SE | CD 2050 | Output | Fuel individual boilers | Indiviual Boilers | Oil | TWh/year | 0
SE | CD 2050 | Output | Fuel individual boilers | Indiviual Boilers | Ngas | TWh/year | 3.97
SE | CD 2050 | Output | Fuel individual boilers | Indiviual Boilers | Biomass | TWh/year | 5.54
SE | HRE 2050 | Output | PES | Fossil Fuel | Coal | TWh/year | 2.4
SE | HRE 2050 | Output | PES | Fossil Fuel | Oil | TWh/year | 12.29
SE | HRE 2050 | Output | PES | Fossil Fuel | Natural gas | TWh/year | 5.3
SE | HRE 2050 | Output | PES | Nuclear | Nuclear | TWh/year | 60.51
SE | HRE 2050 | Output | PES | RES | Biomass | TWh/year | 141.57
SE | HRE 2050 | Output | PES | RES | Hydro | TWh/year | 78.28
SE | HRE 2050 | Output | PES | RES | Wind | TWh/year | 173.35
SE | HRE 2050 | Output | PES | RES | Solar elec. | TWh/year | 38.36
SE | HRE 2050 | Output | PES | RES | Geothermal elec. | TWh/year | 0
SE | HRE 2050 | Output | PES | RES | Solar heat | TWh/year | 0.6
SE | HRE 2050 | Output | PES | RES | Wave & tidal | TWh/year | 0
SE | HRE 2050 | Output | PES | Trade | Export/Import | TWh/year | -21.85
SE | HRE 2050 | Output | Emissions | Energy and industry | CO2-emissions | Mt | 5.163
SE | HRE 2050 | Output | Electricity production | Thermal | Condensing power plants | TWh/year | 42.16
SE | HRE 2050 | Output | Electricity production | Thermal | CHP plants (incl. waste) | TWh/year | 10.78
SE | HRE 2050 | Output | Electricity production | Thermal | Industrial CHP | TWh/year | 0
SE | HRE 2050 | Output | Electricity production | Nuclear | Nuclear power plants | TWh/year | 18.15
SE | HRE 2050 | Output | Electricity production | RES | Geothermal power plants | TWh/year | 0
SE | HRE 2050 | Output | Electricity production | RES | Onshore wind | TWh/year | 169.75
SE | HRE 2050 | Output | Electricity production | RES | Offshore wind | TWh/year | 3.6
SE | HRE 2050 | Output | Electricity production | RES | Photovoltaic | TWh/year | 38.36
SE | HRE 2050 | Output | Electricity production | RES | Concentrated solar plants | TWh/year | 0
SE | HRE 2050 | Output | Electricity production | RES | Wave & tidal | TWh/year | 0
SE | HRE 2050 | Output | Electricity production | RES | Dammed hydro | TWh/year | 46.27
SE | HRE 2050 | Output | Electricity production | RES | River hydro | TWh/year | 32.53
SE | HRE 2050 | Output | Electricity production | Trade | Net import (+) / export (-) | TWh/year | -21.85
SE | HRE 2050 | Output | Heat supply | Individual heating | Electric heating | TWh/year | 0
SE | HRE 2050 | Output | Heat supply | Individual heating | Heat pumps | TWh/year | 36.04
SE | HRE 2050 | Output | Heat supply | Individual heating | Boilers | TWh/year | 0
SE | HRE 2050 | Output | Heat supply | Individual heating | Solar thermal | TWh/year | 0
SE | HRE 2050 | Output | Heat supply | District heating | CHP plants | TWh/year | 12.13
SE | HRE 2050 | Output | Heat supply | District heating | Fuel boilers | TWh/year | 0.6
SE | HRE 2050 | Output | Heat supply | District heating | Electric boilers | TWh/year | 0.64
SE | HRE 2050 | Output | Heat supply | District heating | Waste | TWh/year | 0
SE | HRE 2050 | Output | Heat supply | District heating | Heat pumps | TWh/year | 11.6
SE | HRE 2050 | Output | Heat supply | District heating | Industrial excess & waste incineration | TWh/year | 8.29
SE | HRE 2050 | Output | Costs | Fuel | Fuel excl. natural gas exchange | M EUR | 5339
SE | HRE 2050 | Output | Costs | Fuel | Natural gas exchange costs | M EUR | 177
SE | HRE 2050 | Output | Costs | Operation & Maintenance | Marginal operation costs | M EUR | 468
SE | HRE 2050 | Output | Costs | Operation & Maintenance | Electricity exchange | M EUR | 0
SE | HRE 2050 | Output | Costs | CO2 | CO2 emission costs | M EUR | 225
SE | HRE 2050 | Output | Costs | Operation & Maintenance | Fixed operation costs | M EUR | 8713
SE | HRE 2050 | Output | Costs | Annual investment | Annual investment costs | M EUR | 27537
SE | HRE 2050 | Output | Annualised investment cost | Heating | DH - Solar thermal | M EUR | 9
SE | HRE 2050 | Output | Annualised investment cost | Heating | DH - Combined heat & power | M EUR | 228
SE | HRE 2050 | Output | Annualised investment cost | Heating | DH - Heat pumps | M EUR | 181
SE | HRE 2050 | Output | Annualised investment cost | Heating | DH - Thermal storage | M EUR | 11
SE | HRE 2050 | Output | Annualised investment cost | Heating | DH - Fuel & electric boilers | M EUR | 144
SE | HRE 2050 | Output | Annualised investment cost | Electricity | Power plants | M EUR | 2970
SE | HRE 2050 | Output | Annualised investment cost | Electricity | Onshore wind | M EUR | 3943
SE | HRE 2050 | Output | Annualised investment cost | Electricity | Offshore wind | M EUR | 76
SE | HRE 2050 | Output | Annualised investment cost | Electricity | Photovoltaic | M EUR | 1162
SE | HRE 2050 | Output | Annualised investment cost | Electricity | Other var. RES | M EUR | 0
SE | HRE 2050 | Output | Annualised investment cost | Electricity | Hydro | M EUR | 4925
SE | HRE 2050 | Output | Annualised investment cost | Electricity | Nuclear plants | M EUR | 396
SE | HRE 2050 | Output | Annualised investment cost | Electricity | Geothermal | M EUR | 0
SE | HRE 2050 | Output | Annualised investment cost | Liquid & gas fuel plants | Electrolyser | M EUR | 311
SE | HRE 2050 | Output | Annualised investment cost | Liquid & gas fuel plants | Hydrogen Storage | M EUR | 431
SE | HRE 2050 | Output | Annualised investment cost | Electricity | Pump | M EUR | 0
SE | HRE 2050 | Output | Annualised investment cost | Electricity | Turbine | M EUR | 0
SE | HRE 2050 | Output | Annualised investment cost | Electricity | Pump Storage | M EUR | 0
SE | HRE 2050 | Output | Annualised investment cost | Heating | Indv. boilers | M EUR | 0
SE | HRE 2050 | Output | Annualised investment cost | Heating | Indv. CHP | M EUR | 0
SE | HRE 2050 | Output | Annualised investment cost | Heating | Indv. heat pumps | M EUR | 1662
SE | HRE 2050 | Output | Annualised investment cost | Heating | Indv. electric heat | M EUR | 0
SE | HRE 2050 | Output | Annualised investment cost | Heating | Indv. solar thermal | M EUR | 0
SE | HRE 2050 | Output | Annualised investment cost | Liquid & gas fuel plants | BioGas Upgrade | M EUR | 2
SE | HRE 2050 | Output | Annualised investment cost | Liquid & gas fuel plants | Gasification Upgrade | M EUR | 0
SE | HRE 2050 | Output | Annualised investment cost | Heating | DH - Waste incineration | M EUR | 0
SE | HRE 2050 | Output | Annualised investment cost | Liquid & gas fuel plants | Biogas Plant | M EUR | 12
SE | HRE 2050 | Output | Annualised investment cost | Liquid & gas fuel plants | Gasification Plant | M EUR | 0
SE | HRE 2050 | Output | Annualised investment cost | Liquid & gas fuel plants | BioDiesel Plant | M EUR | 4
SE | HRE 2050 | Output | Annualised investment cost | Liquid & gas fuel plants | BioPetrol Plant | M EUR | 34
SE | HRE 2050 | Output | Annualised investment cost | Liquid & gas fuel plants | BioJPPlant | M EUR | 0
SE | HRE 2050 | Output | Annualised investment cost | Electricity | Concentrated solar plants | M EUR | 0
SE | HRE 2050 | Output | Annualised investment cost | Liquid & gas fuel plants | Carbon Recycling | M EUR | 43
SE | HRE 2050 | Output | Annualised investment cost | Liquid & gas fuel plants | JP Synthesis | M EUR | 0
SE | HRE 2050 | Output | Annualised investment cost | Liquid & gas fuel plants | Methanation (CO2) | M EUR | 41
SE | HRE 2050 | Output | Annualised investment cost | Water | Water desalination & storage | M EUR | 0
SE | HRE 2050 | Output | Annualised investment cost | Liquid & gas fuel plants | Gas Storage | M EUR | 0
SE | HRE 2050 | Output | Annualised investment cost | Liquid & gas fuel plants | Oil Storage | M EUR | 0
SE | HRE 2050 | Output | Annualised investment cost | Liquid & gas fuel plants | Methanol Storage | M EUR | 0
SE | HRE 2050 | Output | Annualised investment cost | Electricity | Interconnection | M EUR | 0
SE | HRE 2050 | Output | Annualised investment cost | Heating | DH - Geothermal | M EUR | 0
SE | HRE 2050 | Output | Annualised investment cost | Heating | DH - Industrial excess | M EUR | 10
SE | HRE 2050 | Output | Annualised investment cost | Electricity | Indust. CHP Electr. | M EUR | 0
SE | HRE 2050 | Output | Annualised investment cost | Heating | Indust. CHP Heat | M EUR | 0
SE | HRE 2050 | Output | Annualised investment cost | Road vehicles | Vehicles | M EUR | 0
SE | HRE 2050 | Output | Annualised investment cost | Heating | Estimated electricity grid reinforcement | M EUR | 554
SE | HRE 2050 | Output | Annualised investment cost | Cooling | Cooling savings | M EUR | 25
SE | HRE 2050 | Output | Annualised investment cost | Cooling | District cooling pipes | M EUR | 14
SE | HRE 2050 | Output | Annualised investment cost | Cooling | Individual cooling | M EUR | 1439
SE | HRE 2050 | Output | Annualised investment cost | Cooling | District cooling | M EUR | 3
SE | HRE 2050 | Output | Annualised investment cost | Heating | District heating substations | M EUR | 195
SE | HRE 2050 | Output | Annualised investment cost | Heating | Heat savings | M EUR | 8189
SE | HRE 2050 | Output | Annualised investment cost | Heating | District heating pipes | M EUR | 524
SE | HRE 2050 | Output | Installed capacity | Heating | DH - Waste incineration | MWth | 0
SE | HRE 2050 | Output | Installed capacity | Heating | DH - Solar thermal | MWth | 472
SE | HRE 2050 | Output | Installed capacity | Heating | Indv. heat pumps | MWth | 9331
SE | HRE 2050 | Output | Installed capacity | Heating | Indv. boilers | MWth | 0
SE | HRE 2050 | Output | Installed capacity | Cooling | Indv. cooling | MWe | 5253.0303
SE | HRE 2050 | Output | Installed capacity | Cooling | District cooling - chillers | MWth | 582.8571
SE | HRE 2050 | Output | Fuel individual boilers | Indiviual Boilers | Coal | TWh/year | 0
SE | HRE 2050 | Output | Fuel individual boilers | Indiviual Boilers | Oil | TWh/year | 0
SE | HRE 2050 | Output | Fuel individual boilers | Indiviual Boilers | Ngas | TWh/year | 0
SE | HRE 2050 | Output | Fuel individual boilers | Indiviual Boilers | Biomass | TWh/year | 0
UK | BL 2015 | Output | PES | Fossil Fuel | Coal | TWh/year | 290.78
UK | BL 2015 | Output | PES | Fossil Fuel | Oil | TWh/year | 656.59
UK | BL 2015 | Output | PES | Fossil Fuel | Natural gas | TWh/year | 907.8
UK | BL 2015 | Output | PES | Nuclear | Nuclear | TWh/year | 175.47
UK | BL 2015 | Output | PES | RES | Biomass | TWh/year | 68.6
UK | BL 2015 | Output | PES | RES | Hydro | TWh/year | 3.33
UK | BL 2015 | Output | PES | RES | Wind | TWh/year | 12.99
UK | BL 2015 | Output | PES | RES | Solar elec. | TWh/year | 0
UK | BL 2015 | Output | PES | RES | Geothermal elec. | TWh/year | 0
UK | BL 2015 | Output | PES | RES | Solar heat | TWh/year | 1.16
UK | BL 2015 | Output | PES | RES | Wave & tidal | TWh/year | 0
UK | BL 2015 | Output | PES | Trade | Export/Import | TWh/year | 0
UK | BL 2015 | Output | Emissions | Energy and industry | CO2-emissions | Mt | 461.413
UK | BL 2015 | Output | Electricity production | Thermal | Condensing power plants | TWh/year | 211.56
UK | BL 2015 | Output | Electricity production | Thermal | CHP plants (incl. waste) | TWh/year | 13.29
UK | BL 2015 | Output | Electricity production | Thermal | Industrial CHP | TWh/year | 35.44
UK | BL 2015 | Output | Electricity production | Nuclear | Nuclear power plants | TWh/year | 52.64
UK | BL 2015 | Output | Electricity production | RES | Geothermal power plants | TWh/year | 0
UK | BL 2015 | Output | Electricity production | RES | Onshore wind | TWh/year | 8.04
UK | BL 2015 | Output | Electricity production | RES | Offshore wind | TWh/year | 4.95
UK | BL 2015 | Output | Electricity production | RES | Photovoltaic | TWh/year | 0
UK | BL 2015 | Output | Electricity production | RES | Concentrated solar plants | TWh/year | 0
UK | BL 2015 | Output | Electricity production | RES | Wave & tidal | TWh/year | 0
UK | BL 2015 | Output | Electricity production | RES | Dammed hydro | TWh/year | 3.33
UK | BL 2015 | Output | Electricity production | RES | River hydro | TWh/year | 0
UK | BL 2015 | Output | Electricity production | Trade | Net import (+) / export (-) | TWh/year | 0
UK | BL 2015 | Output | Heat supply | Individual heating | Electric heating | TWh/year | 46.29
UK | BL 2015 | Output | Heat supply | Individual heating | Heat pumps | TWh/year | 0.42
UK | BL 2015 | Output | Heat supply | Individual heating | Boilers | TWh/year | 378.96
UK | BL 2015 | Output | Heat supply | Individual heating | Solar thermal | TWh/year | 1.16
UK | BL 2015 | Output | Heat supply | District heating | CHP plants | TWh/year | 17.76
UK | BL 2015 | Output | Heat supply | District heating | Fuel boilers | TWh/year | 0.94
UK | BL 2015 | Output | Heat supply | District heating | Electric boilers | TWh/year | 0
UK | BL 2015 | Output | Heat supply | District heating | Waste | TWh/year | 0.13
UK | BL 2015 | Output | Heat supply | District heating | Heat pumps | TWh/year | 0
UK | BL 2015 | Output | Heat supply | District heating | Industrial excess & waste incineration | TWh/year | 0
UK | BL 2015 | Output | Costs | Fuel | Fuel excl. natural gas exchange | M EUR | 42190
UK | BL 2015 | Output | Costs | Fuel | Natural gas exchange costs | M EUR | 30348
UK | BL 2015 | Output | Costs | Operation & Maintenance | Marginal operation costs | M EUR | 1387
UK | BL 2015 | Output | Costs | Operation & Maintenance | Electricity exchange | M EUR | 0
UK | BL 2015 | Output | Costs | CO2 | CO2 emission costs | M EUR | 2584
UK | BL 2015 | Output | Costs | Operation & Maintenance | Fixed operation costs | M EUR | 11416
UK | BL 2015 | Output | Costs | Annual investment | Annual investment costs | M EUR | 47785
UK | BL 2015 | Output | Annualised investment cost | Heating | DH - Solar thermal | M EUR | 0
UK | BL 2015 | Output | Annualised investment cost | Heating | DH - Combined heat & power | M EUR | 164
UK | BL 2015 | Output | Annualised investment cost | Heating | DH - Heat pumps | M EUR | 0
UK | BL 2015 | Output | Annualised investment cost | Heating | DH - Thermal storage | M EUR | 3
UK | BL 2015 | Output | Annualised investment cost | Heating | DH - Fuel & electric boilers | M EUR | 37
UK | BL 2015 | Output | Annualised investment cost | Electricity | Power plants | M EUR | 2315
UK | BL 2015 | Output | Annualised investment cost | Electricity | Onshore wind | M EUR | 210
UK | BL 2015 | Output | Annualised investment cost | Electricity | Offshore wind | M EUR | 148
UK | BL 2015 | Output | Annualised investment cost | Electricity | Photovoltaic | M EUR | 0
UK | BL 2015 | Output | Annualised investment cost | Electricity | Other var. RES | M EUR | 0
UK | BL 2015 | Output | Annualised investment cost | Electricity | Hydro | M EUR | 192
UK | BL 2015 | Output | Annualised investment cost | Electricity | Nuclear plants | M EUR | 1609
UK | BL 2015 | Output | Annualised investment cost | Electricity | Geothermal | M EUR | 0
UK | BL 2015 | Output | Annualised investment cost | Liquid & gas fuel plants | Electrolyser | M EUR | 0
UK | BL 2015 | Output | Annualised investment cost | Liquid & gas fuel plants | Hydrogen Storage | M EUR | 0
UK | BL 2015 | Output | Annualised investment cost | Electricity | Pump | M EUR | 0
UK | BL 2015 | Output | Annualised investment cost | Electricity | Turbine | M EUR | 0
UK | BL 2015 | Output | Annualised investment cost | Electricity | Pump Storage | M EUR | 0
UK | BL 2015 | Output | Annualised investment cost | Heating | Indv. boilers | M EUR | 7736
UK | BL 2015 | Output | Annualised investment cost | Heating | Indv. CHP | M EUR | 0
UK | BL 2015 | Output | Annualised investment cost | Heating | Indv. heat pumps | M EUR | 22
UK | BL 2015 | Output | Annualised investment cost | Heating | Indv. electric heat | M EUR | 414
UK | BL 2015 | Output | Annualised investment cost | Heating | Indv. solar thermal | M EUR | 106
UK | BL 2015 | Output | Annualised investment cost | Liquid & gas fuel plants | BioGas Upgrade | M EUR | 0
UK | BL 2015 | Output | Annualised investment cost | Liquid & gas fuel plants | Gasification Upgrade | M EUR | 0
UK | BL 2015 | Output | Annualised investment cost | Heating | DH - Waste incineration | M EUR | 2
UK | BL 2015 | Output | Annualised investment cost | Liquid & gas fuel plants | Biogas Plant | M EUR | 0
UK | BL 2015 | Output | Annualised investment cost | Liquid & gas fuel plants | Gasification Plant | M EUR | 0
UK | BL 2015 | Output | Annualised investment cost | Liquid & gas fuel plants | BioDiesel Plant | M EUR | 480
UK | BL 2015 | Output | Annualised investment cost | Liquid & gas fuel plants | BioPetrol Plant | M EUR | 151
UK | BL 2015 | Output | Annualised investment cost | Liquid & gas fuel plants | BioJPPlant | M EUR | 0
UK | BL 2015 | Output | Annualised investment cost | Electricity | Concentrated solar plants | M EUR | 0
UK | BL 2015 | Output | Annualised investment cost | Liquid & gas fuel plants | Carbon Recycling | M EUR | 0
UK | BL 2015 | Output | Annualised investment cost | Liquid & gas fuel plants | JP Synthesis | M EUR | 0
UK | BL 2015 | Output | Annualised investment cost | Liquid & gas fuel plants | Methanation (CO2) | M EUR | 0
UK | BL 2015 | Output | Annualised investment cost | Water | Water desalination & storage | M EUR | 0
UK | BL 2015 | Output | Annualised investment cost | Liquid & gas fuel plants | Gas Storage | M EUR | 0
UK | BL 2015 | Output | Annualised investment cost | Liquid & gas fuel plants | Oil Storage | M EUR | 0
UK | BL 2015 | Output | Annualised investment cost | Liquid & gas fuel plants | Methanol Storage | M EUR | 0
UK | BL 2015 | Output | Annualised investment cost | Electricity | Interconnection | M EUR | 0
UK | BL 2015 | Output | Annualised investment cost | Heating | DH - Geothermal | M EUR | 0
UK | BL 2015 | Output | Annualised investment cost | Heating | DH - Industrial excess | M EUR | 0
UK | BL 2015 | Output | Annualised investment cost | Electricity | Indust. CHP Electr. | M EUR | 108
UK | BL 2015 | Output | Annualised investment cost | Heating | Indust. CHP Heat | M EUR | 0
UK | BL 2015 | Output | Annualised investment cost | Road vehicles | Vehicles | M EUR | 0
UK | BL 2015 | Output | Annualised investment cost | Heating | Estimated electricity grid reinforcement | M EUR | 0
UK | BL 2015 | Output | Annualised investment cost | Cooling | Cooling savings | M EUR | 148
UK | BL 2015 | Output | Annualised investment cost | Cooling | District cooling pipes | M EUR | 0
UK | BL 2015 | Output | Annualised investment cost | Cooling | Individual cooling | M EUR | 157
UK | BL 2015 | Output | Annualised investment cost | Cooling | District cooling | M EUR | 0
UK | BL 2015 | Output | Annualised investment cost | Heating | District heating substations | M EUR | 0
UK | BL 2015 | Output | Annualised investment cost | Heating | Heat savings | M EUR | 33699
UK | BL 2015 | Output | Annualised investment cost | Heating | District heating pipes | M EUR | 81
UK | BL 2015 | Output | Installed capacity | Heating | DH - Waste incineration | MWth | 15
UK | BL 2015 | Output | Installed capacity | Heating | DH - Solar thermal | MWth | 0
UK | BL 2015 | Output | Installed capacity | Heating | Indv. heat pumps | MWth | 122.5
UK | BL 2015 | Output | Installed capacity | Heating | Indv. boilers | MWth | 132830.5882
UK | BL 2015 | Output | Installed capacity | Cooling | Indv. cooling | MWe | 1069.3939
UK | BL 2015 | Output | Installed capacity | Cooling | District cooling - chillers | MWth | 0
UK | BL 2015 | Output | Fuel individual boilers | Indiviual Boilers | Coal | TWh/year | 14.53
UK | BL 2015 | Output | Fuel individual boilers | Indiviual Boilers | Oil | TWh/year | 49.54
UK | BL 2015 | Output | Fuel individual boilers | Indiviual Boilers | Ngas | TWh/year | 403.05
UK | BL 2015 | Output | Fuel individual boilers | Indiviual Boilers | Biomass | TWh/year | 13.53
UK | BL 2050 | Output | PES | Fossil Fuel | Coal | TWh/year | 198.51
UK | BL 2050 | Output | PES | Fossil Fuel | Oil | TWh/year | 608.01
UK | BL 2050 | Output | PES | Fossil Fuel | Natural gas | TWh/year | 399.6
UK | BL 2050 | Output | PES | Nuclear | Nuclear | TWh/year | 487.92
UK | BL 2050 | Output | PES | RES | Biomass | TWh/year | 60.95
UK | BL 2050 | Output | PES | RES | Hydro | TWh/year | 2.58
UK | BL 2050 | Output | PES | RES | Wind | TWh/year | 170.75
UK | BL 2050 | Output | PES | RES | Solar elec. | TWh/year | 36.52
UK | BL 2050 | Output | PES | RES | Geothermal elec. | TWh/year | 0.21
UK | BL 2050 | Output | PES | RES | Solar heat | TWh/year | 0
UK | BL 2050 | Output | PES | RES | Wave & tidal | TWh/year | 41.07
UK | BL 2050 | Output | PES | Trade | Export/Import | TWh/year | -20.02
UK | BL 2050 | Output | Emissions | Energy and industry | CO2-emissions | Mt | 311.816
UK | BL 2050 | Output | Electricity production | Thermal | Condensing power plants | TWh/year | 124.84
UK | BL 2050 | Output | Electricity production | Thermal | CHP plants (incl. waste) | TWh/year | 17.74
UK | BL 2050 | Output | Electricity production | Thermal | Industrial CHP | TWh/year | 0
UK | BL 2050 | Output | Electricity production | Nuclear | Nuclear power plants | TWh/year | 146.38
UK | BL 2050 | Output | Electricity production | RES | Geothermal power plants | TWh/year | 0.21
UK | BL 2050 | Output | Electricity production | RES | Onshore wind | TWh/year | 108.23
UK | BL 2050 | Output | Electricity production | RES | Offshore wind | TWh/year | 62.52
UK | BL 2050 | Output | Electricity production | RES | Photovoltaic | TWh/year | 36.52
UK | BL 2050 | Output | Electricity production | RES | Concentrated solar plants | TWh/year | 0
UK | BL 2050 | Output | Electricity production | RES | Wave & tidal | TWh/year | 41.07
UK | BL 2050 | Output | Electricity production | RES | Dammed hydro | TWh/year | 12.1
UK | BL 2050 | Output | Electricity production | RES | River hydro | TWh/year | 0.54
UK | BL 2050 | Output | Electricity production | Trade | Net import (+) / export (-) | TWh/year | -20.02
UK | BL 2050 | Output | Heat supply | Individual heating | Electric heating | TWh/year | 57.13
UK | BL 2050 | Output | Heat supply | Individual heating | Heat pumps | TWh/year | 1.12
UK | BL 2050 | Output | Heat supply | Individual heating | Boilers | TWh/year | 216.59
UK | BL 2050 | Output | Heat supply | Individual heating | Solar thermal | TWh/year | 0
UK | BL 2050 | Output | Heat supply | District heating | CHP plants | TWh/year | 19.95
UK | BL 2050 | Output | Heat supply | District heating | Fuel boilers | TWh/year | 11.42
UK | BL 2050 | Output | Heat supply | District heating | Electric boilers | TWh/year | 0
UK | BL 2050 | Output | Heat supply | District heating | Waste | TWh/year | 0
UK | BL 2050 | Output | Heat supply | District heating | Heat pumps | TWh/year | 0
UK | BL 2050 | Output | Heat supply | District heating | Industrial excess & waste incineration | TWh/year | 0
UK | BL 2050 | Output | Costs | Fuel | Fuel excl. natural gas exchange | M EUR | 33124
UK | BL 2050 | Output | Costs | Fuel | Natural gas exchange costs | M EUR | 13364
UK | BL 2050 | Output | Costs | Operation & Maintenance | Marginal operation costs | M EUR | 2586
UK | BL 2050 | Output | Costs | Operation & Maintenance | Electricity exchange | M EUR | 0
UK | BL 2050 | Output | Costs | CO2 | CO2 emission costs | M EUR | 13564
UK | BL 2050 | Output | Costs | Operation & Maintenance | Fixed operation costs | M EUR | 13004
UK | BL 2050 | Output | Costs | Annual investment | Annual investment costs | M EUR | 53900
UK | BL 2050 | Output | Annualised investment cost | Heating | DH - Solar thermal | M EUR | 0
UK | BL 2050 | Output | Annualised investment cost | Heating | DH - Combined heat & power | M EUR | 240
UK | BL 2050 | Output | Annualised investment cost | Heating | DH - Heat pumps | M EUR | 0
UK | BL 2050 | Output | Annualised investment cost | Heating | DH - Thermal storage | M EUR | 5
UK | BL 2050 | Output | Annualised investment cost | Heating | DH - Fuel & electric boilers | M EUR | 307
UK | BL 2050 | Output | Annualised investment cost | Electricity | Power plants | M EUR | 4686
UK | BL 2050 | Output | Annualised investment cost | Electricity | Onshore wind | M EUR | 2082
UK | BL 2050 | Output | Annualised investment cost | Electricity | Offshore wind | M EUR | 1114
UK | BL 2050 | Output | Annualised investment cost | Electricity | Photovoltaic | M EUR | 984
UK | BL 2050 | Output | Annualised investment cost | Electricity | Other var. RES | M EUR | 591
UK | BL 2050 | Output | Annualised investment cost | Electricity | Hydro | M EUR | 290
UK | BL 2050 | Output | Annualised investment cost | Electricity | Nuclear plants | M EUR | 2441
UK | BL 2050 | Output | Annualised investment cost | Electricity | Geothermal | M EUR | 5
UK | BL 2050 | Output | Annualised investment cost | Liquid & gas fuel plants | Electrolyser | M EUR | 3
UK | BL 2050 | Output | Annualised investment cost | Liquid & gas fuel plants | Hydrogen Storage | M EUR | 5
UK | BL 2050 | Output | Annualised investment cost | Electricity | Pump | M EUR | 0
UK | BL 2050 | Output | Annualised investment cost | Electricity | Turbine | M EUR | 0
UK | BL 2050 | Output | Annualised investment cost | Electricity | Pump Storage | M EUR | 0
UK | BL 2050 | Output | Annualised investment cost | Heating | Indv. boilers | M EUR | 3709
UK | BL 2050 | Output | Annualised investment cost | Heating | Indv. CHP | M EUR | 0
UK | BL 2050 | Output | Annualised investment cost | Heating | Indv. heat pumps | M EUR | 46
UK | BL 2050 | Output | Annualised investment cost | Heating | Indv. electric heat | M EUR | 571
UK | BL 2050 | Output | Annualised investment cost | Heating | Indv. solar thermal | M EUR | 0
UK | BL 2050 | Output | Annualised investment cost | Liquid & gas fuel plants | BioGas Upgrade | M EUR | 0
UK | BL 2050 | Output | Annualised investment cost | Liquid & gas fuel plants | Gasification Upgrade | M EUR | 0
UK | BL 2050 | Output | Annualised investment cost | Heating | DH - Waste incineration | M EUR | 0
UK | BL 2050 | Output | Annualised investment cost | Liquid & gas fuel plants | Biogas Plant | M EUR | 0
UK | BL 2050 | Output | Annualised investment cost | Liquid & gas fuel plants | Gasification Plant | M EUR | 0
UK | BL 2050 | Output | Annualised investment cost | Liquid & gas fuel plants | BioDiesel Plant | M EUR | 130
UK | BL 2050 | Output | Annualised investment cost | Liquid & gas fuel plants | BioPetrol Plant | M EUR | 30
UK | BL 2050 | Output | Annualised investment cost | Liquid & gas fuel plants | BioJPPlant | M EUR | 0
UK | BL 2050 | Output | Annualised investment cost | Electricity | Concentrated solar plants | M EUR | 0
UK | BL 2050 | Output | Annualised investment cost | Liquid & gas fuel plants | Carbon Recycling | M EUR | 1
UK | BL 2050 | Output | Annualised investment cost | Liquid & gas fuel plants | JP Synthesis | M EUR | 0
UK | BL 2050 | Output | Annualised investment cost | Liquid & gas fuel plants | Methanation (CO2) | M EUR | 1
UK | BL 2050 | Output | Annualised investment cost | Water | Water desalination & storage | M EUR | 0
UK | BL 2050 | Output | Annualised investment cost | Liquid & gas fuel plants | Gas Storage | M EUR | 0
UK | BL 2050 | Output | Annualised investment cost | Liquid & gas fuel plants | Oil Storage | M EUR | 0
UK | BL 2050 | Output | Annualised investment cost | Liquid & gas fuel plants | Methanol Storage | M EUR | 0
UK | BL 2050 | Output | Annualised investment cost | Electricity | Interconnection | M EUR | 0
UK | BL 2050 | Output | Annualised investment cost | Heating | DH - Geothermal | M EUR | 0
UK | BL 2050 | Output | Annualised investment cost | Heating | DH - Industrial excess | M EUR | 0
UK | BL 2050 | Output | Annualised investment cost | Electricity | Indust. CHP Electr. | M EUR | 0
UK | BL 2050 | Output | Annualised investment cost | Heating | Indust. CHP Heat | M EUR | 0
UK | BL 2050 | Output | Annualised investment cost | Road vehicles | Vehicles | M EUR | 0
UK | BL 2050 | Output | Annualised investment cost | Heating | Estimated electricity grid reinforcement | M EUR | 0
UK | BL 2050 | Output | Annualised investment cost | Cooling | Cooling savings | M EUR | 148
UK | BL 2050 | Output | Annualised investment cost | Cooling | District cooling pipes | M EUR | 0
UK | BL 2050 | Output | Annualised investment cost | Cooling | Individual cooling | M EUR | 2573
UK | BL 2050 | Output | Annualised investment cost | Cooling | District cooling | M EUR | 0
UK | BL 2050 | Output | Annualised investment cost | Heating | District heating substations | M EUR | 158
UK | BL 2050 | Output | Annualised investment cost | Heating | Heat savings | M EUR | 33699
UK | BL 2050 | Output | Annualised investment cost | Heating | District heating pipes | M EUR | 81
UK | BL 2050 | Output | Installed capacity | Heating | DH - Waste incineration | MWth | 0
UK | BL 2050 | Output | Installed capacity | Heating | DH - Solar thermal | MWth | 0
UK | BL 2050 | Output | Installed capacity | Heating | Indv. heat pumps | MWth | 276.5
UK | BL 2050 | Output | Installed capacity | Heating | Indv. boilers | MWth | 70730.5882
UK | BL 2050 | Output | Installed capacity | Cooling | Indv. cooling | MWe | 11738.4848
UK | BL 2050 | Output | Installed capacity | Cooling | District cooling - chillers | MWth | 0
UK | BL 2050 | Output | Fuel individual boilers | Indiviual Boilers | Coal | TWh/year | 0
UK | BL 2050 | Output | Fuel individual boilers | Indiviual Boilers | Oil | TWh/year | 1.03
UK | BL 2050 | Output | Fuel individual boilers | Indiviual Boilers | Ngas | TWh/year | 233.91
UK | BL 2050 | Output | Fuel individual boilers | Indiviual Boilers | Biomass | TWh/year | 6.61
UK | CD Savings | Output | PES | Fossil Fuel | Coal | TWh/year | 0.95
UK | CD Savings | Output | PES | Fossil Fuel | Oil | TWh/year | 73.74
UK | CD Savings | Output | PES | Fossil Fuel | Natural gas | TWh/year | 282.31
UK | CD Savings | Output | PES | Nuclear | Nuclear | TWh/year | 0
UK | CD Savings | Output | PES | RES | Biomass | TWh/year | 1085.61
UK | CD Savings | Output | PES | RES | Hydro | TWh/year | 2.12
UK | CD Savings | Output | PES | RES | Wind | TWh/year | 593.23
UK | CD Savings | Output | PES | RES | Solar elec. | TWh/year | 125.86
UK | CD Savings | Output | PES | RES | Geothermal elec. | TWh/year | 8.32
UK | CD Savings | Output | PES | RES | Solar heat | TWh/year | 0
UK | CD Savings | Output | PES | RES | Wave & tidal | TWh/year | 117.35
UK | CD Savings | Output | PES | Trade | Export/Import | TWh/year | -49.63
UK | CD Savings | Output | Emissions | Energy and industry | CO2-emissions | Mt | 77.516
UK | CD Savings | Output | Electricity production | Thermal | Condensing power plants | TWh/year | 488.55
UK | CD Savings | Output | Electricity production | Thermal | CHP plants (incl. waste) | TWh/year | 12.45
UK | CD Savings | Output | Electricity production | Thermal | Industrial CHP | TWh/year | 0
UK | CD Savings | Output | Electricity production | Nuclear | Nuclear power plants | TWh/year | 0
UK | CD Savings | Output | Electricity production | RES | Geothermal power plants | TWh/year | 8.32
UK | CD Savings | Output | Electricity production | RES | Onshore wind | TWh/year | 450.95
UK | CD Savings | Output | Electricity production | RES | Offshore wind | TWh/year | 142.28
UK | CD Savings | Output | Electricity production | RES | Photovoltaic | TWh/year | 125.86
UK | CD Savings | Output | Electricity production | RES | Concentrated solar plants | TWh/year | 0
UK | CD Savings | Output | Electricity production | RES | Wave & tidal | TWh/year | 117.35
UK | CD Savings | Output | Electricity production | RES | Dammed hydro | TWh/year | 12.08
UK | CD Savings | Output | Electricity production | RES | River hydro | TWh/year | 0.54
UK | CD Savings | Output | Electricity production | Trade | Net import (+) / export (-) | TWh/year | -49.63
UK | CD Savings | Output | Heat supply | Individual heating | Electric heating | TWh/year | 54.75
UK | CD Savings | Output | Heat supply | Individual heating | Heat pumps | TWh/year | 1.08
UK | CD Savings | Output | Heat supply | Individual heating | Boilers | TWh/year | 207.59
UK | CD Savings | Output | Heat supply | Individual heating | Solar thermal | TWh/year | 0
UK | CD Savings | Output | Heat supply | District heating | CHP plants | TWh/year | 20.28
UK | CD Savings | Output | Heat supply | District heating | Fuel boilers | TWh/year | 10.45
UK | CD Savings | Output | Heat supply | District heating | Electric boilers | TWh/year | 0
UK | CD Savings | Output | Heat supply | District heating | Waste | TWh/year | 0
UK | CD Savings | Output | Heat supply | District heating | Heat pumps | TWh/year | 0
UK | CD Savings | Output | Heat supply | District heating | Industrial excess & waste incineration | TWh/year | 0
UK | CD Savings | Output | Costs | Fuel | Fuel excl. natural gas exchange | M EUR | 45264
UK | CD Savings | Output | Costs | Fuel | Natural gas exchange costs | M EUR | 9452
UK | CD Savings | Output | Costs | Operation & Maintenance | Marginal operation costs | M EUR | 1456
UK | CD Savings | Output | Costs | Operation & Maintenance | Electricity exchange | M EUR | 0
UK | CD Savings | Output | Costs | CO2 | CO2 emission costs | M EUR | 3372
UK | CD Savings | Output | Costs | Operation & Maintenance | Fixed operation costs | M EUR | 25882
UK | CD Savings | Output | Costs | Annual investment | Annual investment costs | M EUR | 83466
UK | CD Savings | Output | Annualised investment cost | Heating | DH - Solar thermal | M EUR | 0
UK | CD Savings | Output | Annualised investment cost | Heating | DH - Combined heat & power | M EUR | 147
UK | CD Savings | Output | Annualised investment cost | Heating | DH - Heat pumps | M EUR | 0
UK | CD Savings | Output | Annualised investment cost | Heating | DH - Thermal storage | M EUR | 5
UK | CD Savings | Output | Annualised investment cost | Heating | DH - Fuel & electric boilers | M EUR | 439
UK | CD Savings | Output | Annualised investment cost | Electricity | Power plants | M EUR | 9853
UK | CD Savings | Output | Annualised investment cost | Electricity | Onshore wind | M EUR | 8673
UK | CD Savings | Output | Annualised investment cost | Electricity | Offshore wind | M EUR | 2535
UK | CD Savings | Output | Annualised investment cost | Electricity | Photovoltaic | M EUR | 3392
UK | CD Savings | Output | Annualised investment cost | Electricity | Other var. RES | M EUR | 1688
UK | CD Savings | Output | Annualised investment cost | Electricity | Hydro | M EUR | 290
UK | CD Savings | Output | Annualised investment cost | Electricity | Nuclear plants | M EUR | 0
UK | CD Savings | Output | Annualised investment cost | Electricity | Geothermal | M EUR | 181
UK | CD Savings | Output | Annualised investment cost | Liquid & gas fuel plants | Electrolyser | M EUR | 2449
UK | CD Savings | Output | Annualised investment cost | Liquid & gas fuel plants | Hydrogen Storage | M EUR | 3399
UK | CD Savings | Output | Annualised investment cost | Electricity | Pump | M EUR | 0
UK | CD Savings | Output | Annualised investment cost | Electricity | Turbine | M EUR | 0
UK | CD Savings | Output | Annualised investment cost | Electricity | Pump Storage | M EUR | 0
UK | CD Savings | Output | Annualised investment cost | Heating | Indv. boilers | M EUR | 4402
UK | CD Savings | Output | Annualised investment cost | Heating | Indv. CHP | M EUR | 0
UK | CD Savings | Output | Annualised investment cost | Heating | Indv. heat pumps | M EUR | 46
UK | CD Savings | Output | Annualised investment cost | Heating | Indv. electric heat | M EUR | 571
UK | CD Savings | Output | Annualised investment cost | Heating | Indv. solar thermal | M EUR | 0
UK | CD Savings | Output | Annualised investment cost | Liquid & gas fuel plants | BioGas Upgrade | M EUR | 22
UK | CD Savings | Output | Annualised investment cost | Liquid & gas fuel plants | Gasification Upgrade | M EUR | 0
UK | CD Savings | Output | Annualised investment cost | Heating | DH - Waste incineration | M EUR | 0
UK | CD Savings | Output | Annualised investment cost | Liquid & gas fuel plants | Biogas Plant | M EUR | 103
UK | CD Savings | Output | Annualised investment cost | Liquid & gas fuel plants | Gasification Plant | M EUR | 0
UK | CD Savings | Output | Annualised investment cost | Liquid & gas fuel plants | BioDiesel Plant | M EUR | 448
UK | CD Savings | Output | Annualised investment cost | Liquid & gas fuel plants | BioPetrol Plant | M EUR | 449
UK | CD Savings | Output | Annualised investment cost | Liquid & gas fuel plants | BioJPPlant | M EUR | 0
UK | CD Savings | Output | Annualised investment cost | Electricity | Concentrated solar plants | M EUR | 0
UK | CD Savings | Output | Annualised investment cost | Liquid & gas fuel plants | Carbon Recycling | M EUR | 286
UK | CD Savings | Output | Annualised investment cost | Liquid & gas fuel plants | JP Synthesis | M EUR | 0
UK | CD Savings | Output | Annualised investment cost | Liquid & gas fuel plants | Methanation (CO2) | M EUR | 377
UK | CD Savings | Output | Annualised investment cost | Water | Water desalination & storage | M EUR | 0
UK | CD Savings | Output | Annualised investment cost | Liquid & gas fuel plants | Gas Storage | M EUR | 0
UK | CD Savings | Output | Annualised investment cost | Liquid & gas fuel plants | Oil Storage | M EUR | 0
UK | CD Savings | Output | Annualised investment cost | Liquid & gas fuel plants | Methanol Storage | M EUR | 0
UK | CD Savings | Output | Annualised investment cost | Electricity | Interconnection | M EUR | 0
UK | CD Savings | Output | Annualised investment cost | Heating | DH - Geothermal | M EUR | 0
UK | CD Savings | Output | Annualised investment cost | Heating | DH - Industrial excess | M EUR | 0
UK | CD Savings | Output | Annualised investment cost | Electricity | Indust. CHP Electr. | M EUR | 0
UK | CD Savings | Output | Annualised investment cost | Heating | Indust. CHP Heat | M EUR | 0
UK | CD Savings | Output | Annualised investment cost | Road vehicles | Vehicles | M EUR | 0
UK | CD Savings | Output | Annualised investment cost | Heating | Estimated electricity grid reinforcement | M EUR | 3788
UK | CD Savings | Output | Annualised investment cost | Cooling | Cooling savings | M EUR | 148
UK | CD Savings | Output | Annualised investment cost | Cooling | District cooling pipes | M EUR | 56
UK | CD Savings | Output | Annualised investment cost | Cooling | Individual cooling | M EUR | 2484
UK | CD Savings | Output | Annualised investment cost | Cooling | District cooling | M EUR | 11
UK | CD Savings | Output | Annualised investment cost | Heating | District heating substations | M EUR | 158
UK | CD Savings | Output | Annualised investment cost | Heating | Heat savings | M EUR | 34680
UK | CD Savings | Output | Annualised investment cost | Heating | District heating pipes | M EUR | 2384
UK | CD Savings | Output | Installed capacity | Heating | DH - Waste incineration | MWth | 0
UK | CD Savings | Output | Installed capacity | Heating | DH - Solar thermal | MWth | 0
UK | CD Savings | Output | Installed capacity | Heating | Indv. heat pumps | MWth | 297.5
UK | CD Savings | Output | Installed capacity | Heating | Indv. boilers | MWth | 67789.4118
UK | CD Savings | Output | Installed capacity | Cooling | Indv. cooling | MWe | 11333.4848
UK | CD Savings | Output | Installed capacity | Cooling | District cooling - chillers | MWth | 2571.4286
UK | CD Savings | Output | Fuel individual boilers | Indiviual Boilers | Coal | TWh/year | 0
UK | CD Savings | Output | Fuel individual boilers | Indiviual Boilers | Oil | TWh/year | 0.99
UK | CD Savings | Output | Fuel individual boilers | Indiviual Boilers | Ngas | TWh/year | 224.19
UK | CD Savings | Output | Fuel individual boilers | Indiviual Boilers | Biomass | TWh/year | 6.34
UK | CD 2050 | Output | PES | Fossil Fuel | Coal | TWh/year | 0.95
UK | CD 2050 | Output | PES | Fossil Fuel | Oil | TWh/year | 81.42
UK | CD 2050 | Output | PES | Fossil Fuel | Natural gas | TWh/year | 333.38
UK | CD 2050 | Output | PES | Nuclear | Nuclear | TWh/year | 0
UK | CD 2050 | Output | PES | RES | Biomass | TWh/year | 1077
UK | CD 2050 | Output | PES | RES | Hydro | TWh/year | 2.3
UK | CD 2050 | Output | PES | RES | Wind | TWh/year | 593.23
UK | CD 2050 | Output | PES | RES | Solar elec. | TWh/year | 125.86
UK | CD 2050 | Output | PES | RES | Geothermal elec. | TWh/year | 8.32
UK | CD 2050 | Output | PES | RES | Solar heat | TWh/year | 0
UK | CD 2050 | Output | PES | RES | Wave & tidal | TWh/year | 117.35
UK | CD 2050 | Output | PES | Trade | Export/Import | TWh/year | -45.17
UK | CD 2050 | Output | Emissions | Energy and industry | CO2-emissions | Mt | 89.993
UK | CD 2050 | Output | Electricity production | Thermal | Condensing power plants | TWh/year | 504.61
UK | CD 2050 | Output | Electricity production | Thermal | CHP plants (incl. waste) | TWh/year | 18.01
UK | CD 2050 | Output | Electricity production | Thermal | Industrial CHP | TWh/year | 0
UK | CD 2050 | Output | Electricity production | Nuclear | Nuclear power plants | TWh/year | 0
UK | CD 2050 | Output | Electricity production | RES | Geothermal power plants | TWh/year | 8.32
UK | CD 2050 | Output | Electricity production | RES | Onshore wind | TWh/year | 450.95
UK | CD 2050 | Output | Electricity production | RES | Offshore wind | TWh/year | 142.28
UK | CD 2050 | Output | Electricity production | RES | Photovoltaic | TWh/year | 125.86
UK | CD 2050 | Output | Electricity production | RES | Concentrated solar plants | TWh/year | 0
UK | CD 2050 | Output | Electricity production | RES | Wave & tidal | TWh/year | 117.35
UK | CD 2050 | Output | Electricity production | RES | Dammed hydro | TWh/year | 11.9
UK | CD 2050 | Output | Electricity production | RES | River hydro | TWh/year | 0.54
UK | CD 2050 | Output | Electricity production | Trade | Net import (+) / export (-) | TWh/year | -45.17
UK | CD 2050 | Output | Heat supply | Individual heating | Electric heating | TWh/year | 57.13
UK | CD 2050 | Output | Heat supply | Individual heating | Heat pumps | TWh/year | 1.12
UK | CD 2050 | Output | Heat supply | Individual heating | Boilers | TWh/year | 216.59
UK | CD 2050 | Output | Heat supply | Individual heating | Solar thermal | TWh/year | 0
UK | CD 2050 | Output | Heat supply | District heating | CHP plants | TWh/year | 20.26
UK | CD 2050 | Output | Heat supply | District heating | Fuel boilers | TWh/year | 11.12
UK | CD 2050 | Output | Heat supply | District heating | Electric boilers | TWh/year | 0
UK | CD 2050 | Output | Heat supply | District heating | Waste | TWh/year | 0
UK | CD 2050 | Output | Heat supply | District heating | Heat pumps | TWh/year | 0
UK | CD 2050 | Output | Heat supply | District heating | Industrial excess & waste incineration | TWh/year | 0
UK | CD 2050 | Output | Costs | Fuel | Fuel excl. natural gas exchange | M EUR | 45182
UK | CD 2050 | Output | Costs | Fuel | Natural gas exchange costs | M EUR | 11161
UK | CD 2050 | Output | Costs | Operation & Maintenance | Marginal operation costs | M EUR | 1513
UK | CD 2050 | Output | Costs | Operation & Maintenance | Electricity exchange | M EUR | 0
UK | CD 2050 | Output | Costs | CO2 | CO2 emission costs | M EUR | 3915
UK | CD 2050 | Output | Costs | Operation & Maintenance | Fixed operation costs | M EUR | 25702
UK | CD 2050 | Output | Costs | Annual investment | Annual investment costs | M EUR | 77605
UK | CD 2050 | Output | Annualised investment cost | Heating | DH - Solar thermal | M EUR | 0
UK | CD 2050 | Output | Annualised investment cost | Heating | DH - Combined heat & power | M EUR | 213
UK | CD 2050 | Output | Annualised investment cost | Heating | DH - Heat pumps | M EUR | 0
UK | CD 2050 | Output | Annualised investment cost | Heating | DH - Thermal storage | M EUR | 5
UK | CD 2050 | Output | Annualised investment cost | Heating | DH - Fuel & electric boilers | M EUR | 301
UK | CD 2050 | Output | Annualised investment cost | Electricity | Power plants | M EUR | 10054
UK | CD 2050 | Output | Annualised investment cost | Electricity | Onshore wind | M EUR | 8673
UK | CD 2050 | Output | Annualised investment cost | Electricity | Offshore wind | M EUR | 2535
UK | CD 2050 | Output | Annualised investment cost | Electricity | Photovoltaic | M EUR | 3392
UK | CD 2050 | Output | Annualised investment cost | Electricity | Other var. RES | M EUR | 1688
UK | CD 2050 | Output | Annualised investment cost | Electricity | Hydro | M EUR | 290
UK | CD 2050 | Output | Annualised investment cost | Electricity | Nuclear plants | M EUR | 0
UK | CD 2050 | Output | Annualised investment cost | Electricity | Geothermal | M EUR | 181
UK | CD 2050 | Output | Annualised investment cost | Liquid & gas fuel plants | Electrolyser | M EUR | 2478
UK | CD 2050 | Output | Annualised investment cost | Liquid & gas fuel plants | Hydrogen Storage | M EUR | 3439
UK | CD 2050 | Output | Annualised investment cost | Electricity | Pump | M EUR | 0
UK | CD 2050 | Output | Annualised investment cost | Electricity | Turbine | M EUR | 0
UK | CD 2050 | Output | Annualised investment cost | Electricity | Pump Storage | M EUR | 0
UK | CD 2050 | Output | Annualised investment cost | Heating | Indv. boilers | M EUR | 4402
UK | CD 2050 | Output | Annualised investment cost | Heating | Indv. CHP | M EUR | 0
UK | CD 2050 | Output | Annualised investment cost | Heating | Indv. heat pumps | M EUR | 46
UK | CD 2050 | Output | Annualised investment cost | Heating | Indv. electric heat | M EUR | 571
UK | CD 2050 | Output | Annualised investment cost | Heating | Indv. solar thermal | M EUR | 0
UK | CD 2050 | Output | Annualised investment cost | Liquid & gas fuel plants | BioGas Upgrade | M EUR | 0
UK | CD 2050 | Output | Annualised investment cost | Liquid & gas fuel plants | Gasification Upgrade | M EUR | 0
UK | CD 2050 | Output | Annualised investment cost | Heating | DH - Waste incineration | M EUR | 0
UK | CD 2050 | Output | Annualised investment cost | Liquid & gas fuel plants | Biogas Plant | M EUR | 0
UK | CD 2050 | Output | Annualised investment cost | Liquid & gas fuel plants | Gasification Plant | M EUR | 0
UK | CD 2050 | Output | Annualised investment cost | Liquid & gas fuel plants | BioDiesel Plant | M EUR | 448
UK | CD 2050 | Output | Annualised investment cost | Liquid & gas fuel plants | BioPetrol Plant | M EUR | 449
UK | CD 2050 | Output | Annualised investment cost | Liquid & gas fuel plants | BioJPPlant | M EUR | 0
UK | CD 2050 | Output | Annualised investment cost | Electricity | Concentrated solar plants | M EUR | 0
UK | CD 2050 | Output | Annualised investment cost | Liquid & gas fuel plants | Carbon Recycling | M EUR | 286
UK | CD 2050 | Output | Annualised investment cost | Liquid & gas fuel plants | JP Synthesis | M EUR | 0
UK | CD 2050 | Output | Annualised investment cost | Liquid & gas fuel plants | Methanation (CO2) | M EUR | 377
UK | CD 2050 | Output | Annualised investment cost | Water | Water desalination & storage | M EUR | 0
UK | CD 2050 | Output | Annualised investment cost | Liquid & gas fuel plants | Gas Storage | M EUR | 0
UK | CD 2050 | Output | Annualised investment cost | Liquid & gas fuel plants | Oil Storage | M EUR | 0
UK | CD 2050 | Output | Annualised investment cost | Liquid & gas fuel plants | Methanol Storage | M EUR | 0
UK | CD 2050 | Output | Annualised investment cost | Electricity | Interconnection | M EUR | 0
UK | CD 2050 | Output | Annualised investment cost | Heating | DH - Geothermal | M EUR | 0
UK | CD 2050 | Output | Annualised investment cost | Heating | DH - Industrial excess | M EUR | 0
UK | CD 2050 | Output | Annualised investment cost | Electricity | Indust. CHP Electr. | M EUR | 0
UK | CD 2050 | Output | Annualised investment cost | Heating | Indust. CHP Heat | M EUR | 0
UK | CD 2050 | Output | Annualised investment cost | Road vehicles | Vehicles | M EUR | 0
UK | CD 2050 | Output | Annualised investment cost | Heating | Estimated electricity grid reinforcement | M EUR | 1115
UK | CD 2050 | Output | Annualised investment cost | Cooling | Cooling savings | M EUR | 148
UK | CD 2050 | Output | Annualised investment cost | Cooling | District cooling pipes | M EUR | 0
UK | CD 2050 | Output | Annualised investment cost | Cooling | Individual cooling | M EUR | 2573
UK | CD 2050 | Output | Annualised investment cost | Cooling | District cooling | M EUR | 0
UK | CD 2050 | Output | Annualised investment cost | Heating | District heating substations | M EUR | 158
UK | CD 2050 | Output | Annualised investment cost | Heating | Heat savings | M EUR | 33699
UK | CD 2050 | Output | Annualised investment cost | Heating | District heating pipes | M EUR | 81
UK | CD 2050 | Output | Installed capacity | Heating | DH - Waste incineration | MWth | 0
UK | CD 2050 | Output | Installed capacity | Heating | DH - Solar thermal | MWth | 0
UK | CD 2050 | Output | Installed capacity | Heating | Indv. heat pumps | MWth | 311.5
UK | CD 2050 | Output | Installed capacity | Heating | Indv. boilers | MWth | 70730.5882
UK | CD 2050 | Output | Installed capacity | Cooling | Indv. cooling | MWe | 11738.4848
UK | CD 2050 | Output | Installed capacity | Cooling | District cooling - chillers | MWth | 0
UK | CD 2050 | Output | Fuel individual boilers | Indiviual Boilers | Coal | TWh/year | 0
UK | CD 2050 | Output | Fuel individual boilers | Indiviual Boilers | Oil | TWh/year | 1.03
UK | CD 2050 | Output | Fuel individual boilers | Indiviual Boilers | Ngas | TWh/year | 233.91
UK | CD 2050 | Output | Fuel individual boilers | Indiviual Boilers | Biomass | TWh/year | 6.61
UK | HRE 2050 | Output | PES | Fossil Fuel | Coal | TWh/year | 0.95
UK | HRE 2050 | Output | PES | Fossil Fuel | Oil | TWh/year | 72.75
UK | HRE 2050 | Output | PES | Fossil Fuel | Natural gas | TWh/year | 89.62
UK | HRE 2050 | Output | PES | Nuclear | Nuclear | TWh/year | 0
UK | HRE 2050 | Output | PES | RES | Biomass | TWh/year | 1027.58
UK | HRE 2050 | Output | PES | RES | Hydro | TWh/year | 2.1
UK | HRE 2050 | Output | PES | RES | Wind | TWh/year | 602.3
UK | HRE 2050 | Output | PES | RES | Solar elec. | TWh/year | 125.86
UK | HRE 2050 | Output | PES | RES | Geothermal elec. | TWh/year | 8.32
UK | HRE 2050 | Output | PES | RES | Solar heat | TWh/year | 2.28
UK | HRE 2050 | Output | PES | RES | Wave & tidal | TWh/year | 117.35
UK | HRE 2050 | Output | PES | Trade | Export/Import | TWh/year | -43.75
UK | HRE 2050 | Output | Emissions | Energy and industry | CO2-emissions | Mt | 37.785
UK | HRE 2050 | Output | Electricity production | Thermal | Condensing power plants | TWh/year | 447.87
UK | HRE 2050 | Output | Electricity production | Thermal | CHP plants (incl. waste) | TWh/year | 44.88
UK | HRE 2050 | Output | Electricity production | Thermal | Industrial CHP | TWh/year | 0
UK | HRE 2050 | Output | Electricity production | Nuclear | Nuclear power plants | TWh/year | 0
UK | HRE 2050 | Output | Electricity production | RES | Geothermal power plants | TWh/year | 8.32
UK | HRE 2050 | Output | Electricity production | RES | Onshore wind | TWh/year | 428.4
UK | HRE 2050 | Output | Electricity production | RES | Offshore wind | TWh/year | 173.9
UK | HRE 2050 | Output | Electricity production | RES | Photovoltaic | TWh/year | 125.86
UK | HRE 2050 | Output | Electricity production | RES | Concentrated solar plants | TWh/year | 0
UK | HRE 2050 | Output | Electricity production | RES | Wave & tidal | TWh/year | 117.35
UK | HRE 2050 | Output | Electricity production | RES | Dammed hydro | TWh/year | 12
UK | HRE 2050 | Output | Electricity production | RES | River hydro | TWh/year | 0.54
UK | HRE 2050 | Output | Electricity production | Trade | Net import (+) / export (-) | TWh/year | -43.75
UK | HRE 2050 | Output | Heat supply | Individual heating | Electric heating | TWh/year | 0
UK | HRE 2050 | Output | Heat supply | Individual heating | Heat pumps | TWh/year | 175.88
UK | HRE 2050 | Output | Heat supply | Individual heating | Boilers | TWh/year | 0
UK | HRE 2050 | Output | Heat supply | Individual heating | Solar thermal | TWh/year | 0
UK | HRE 2050 | Output | Heat supply | District heating | CHP plants | TWh/year | 50.49
UK | HRE 2050 | Output | Heat supply | District heating | Fuel boilers | TWh/year | 2.27
UK | HRE 2050 | Output | Heat supply | District heating | Electric boilers | TWh/year | 1.94
UK | HRE 2050 | Output | Heat supply | District heating | Waste | TWh/year | 0
UK | HRE 2050 | Output | Heat supply | District heating | Heat pumps | TWh/year | 38.16
UK | HRE 2050 | Output | Heat supply | District heating | Industrial excess & waste incineration | TWh/year | 40.8
UK | HRE 2050 | Output | Costs | Fuel | Fuel excl. natural gas exchange | M EUR | 40439
UK | HRE 2050 | Output | Costs | Fuel | Natural gas exchange costs | M EUR | 3000
UK | HRE 2050 | Output | Costs | Operation & Maintenance | Marginal operation costs | M EUR | 1439
UK | HRE 2050 | Output | Costs | Operation & Maintenance | Electricity exchange | M EUR | 0
UK | HRE 2050 | Output | Costs | CO2 | CO2 emission costs | M EUR | 1644
UK | HRE 2050 | Output | Costs | Operation & Maintenance | Fixed operation costs | M EUR | 24369
UK | HRE 2050 | Output | Costs | Annual investment | Annual investment costs | M EUR | 86151
UK | HRE 2050 | Output | Annualised investment cost | Heating | DH - Solar thermal | M EUR | 33
UK | HRE 2050 | Output | Annualised investment cost | Heating | DH - Combined heat & power | M EUR | 655
UK | HRE 2050 | Output | Annualised investment cost | Heating | DH - Heat pumps | M EUR | 562
UK | HRE 2050 | Output | Annualised investment cost | Heating | DH - Thermal storage | M EUR | 30
UK | HRE 2050 | Output | Annualised investment cost | Heating | DH - Fuel & electric boilers | M EUR | 453
UK | HRE 2050 | Output | Annualised investment cost | Electricity | Power plants | M EUR | 9405
UK | HRE 2050 | Output | Annualised investment cost | Electricity | Onshore wind | M EUR | 8240
UK | HRE 2050 | Output | Annualised investment cost | Electricity | Offshore wind | M EUR | 3098
UK | HRE 2050 | Output | Annualised investment cost | Electricity | Photovoltaic | M EUR | 3392
UK | HRE 2050 | Output | Annualised investment cost | Electricity | Other var. RES | M EUR | 1688
UK | HRE 2050 | Output | Annualised investment cost | Electricity | Hydro | M EUR | 290
UK | HRE 2050 | Output | Annualised investment cost | Electricity | Nuclear plants | M EUR | 0
UK | HRE 2050 | Output | Annualised investment cost | Electricity | Geothermal | M EUR | 181
UK | HRE 2050 | Output | Annualised investment cost | Liquid & gas fuel plants | Electrolyser | M EUR | 2449
UK | HRE 2050 | Output | Annualised investment cost | Liquid & gas fuel plants | Hydrogen Storage | M EUR | 3399
UK | HRE 2050 | Output | Annualised investment cost | Electricity | Pump | M EUR | 0
UK | HRE 2050 | Output | Annualised investment cost | Electricity | Turbine | M EUR | 0
UK | HRE 2050 | Output | Annualised investment cost | Electricity | Pump Storage | M EUR | 0
UK | HRE 2050 | Output | Annualised investment cost | Heating | Indv. boilers | M EUR | 0
UK | HRE 2050 | Output | Annualised investment cost | Heating | Indv. CHP | M EUR | 0
UK | HRE 2050 | Output | Annualised investment cost | Heating | Indv. heat pumps | M EUR | 7514
UK | HRE 2050 | Output | Annualised investment cost | Heating | Indv. electric heat | M EUR | 0
UK | HRE 2050 | Output | Annualised investment cost | Heating | Indv. solar thermal | M EUR | 0
UK | HRE 2050 | Output | Annualised investment cost | Liquid & gas fuel plants | BioGas Upgrade | M EUR | 22
UK | HRE 2050 | Output | Annualised investment cost | Liquid & gas fuel plants | Gasification Upgrade | M EUR | 0
UK | HRE 2050 | Output | Annualised investment cost | Heating | DH - Waste incineration | M EUR | 0
UK | HRE 2050 | Output | Annualised investment cost | Liquid & gas fuel plants | Biogas Plant | M EUR | 103
UK | HRE 2050 | Output | Annualised investment cost | Liquid & gas fuel plants | Gasification Plant | M EUR | 0
UK | HRE 2050 | Output | Annualised investment cost | Liquid & gas fuel plants | BioDiesel Plant | M EUR | 448
UK | HRE 2050 | Output | Annualised investment cost | Liquid & gas fuel plants | BioPetrol Plant | M EUR | 449
UK | HRE 2050 | Output | Annualised investment cost | Liquid & gas fuel plants | BioJPPlant | M EUR | 0
UK | HRE 2050 | Output | Annualised investment cost | Electricity | Concentrated solar plants | M EUR | 0
UK | HRE 2050 | Output | Annualised investment cost | Liquid & gas fuel plants | Carbon Recycling | M EUR | 286
UK | HRE 2050 | Output | Annualised investment cost | Liquid & gas fuel plants | JP Synthesis | M EUR | 0
UK | HRE 2050 | Output | Annualised investment cost | Liquid & gas fuel plants | Methanation (CO2) | M EUR | 377
UK | HRE 2050 | Output | Annualised investment cost | Water | Water desalination & storage | M EUR | 0
UK | HRE 2050 | Output | Annualised investment cost | Liquid & gas fuel plants | Gas Storage | M EUR | 0
UK | HRE 2050 | Output | Annualised investment cost | Liquid & gas fuel plants | Oil Storage | M EUR | 0
UK | HRE 2050 | Output | Annualised investment cost | Liquid & gas fuel plants | Methanol Storage | M EUR | 0
UK | HRE 2050 | Output | Annualised investment cost | Electricity | Interconnection | M EUR | 0
UK | HRE 2050 | Output | Annualised investment cost | Heating | DH - Geothermal | M EUR | 13
UK | HRE 2050 | Output | Annualised investment cost | Heating | DH - Industrial excess | M EUR | 27
UK | HRE 2050 | Output | Annualised investment cost | Electricity | Indust. CHP Electr. | M EUR | 0
UK | HRE 2050 | Output | Annualised investment cost | Heating | Indust. CHP Heat | M EUR | 0
UK | HRE 2050 | Output | Annualised investment cost | Road vehicles | Vehicles | M EUR | 0
UK | HRE 2050 | Output | Annualised investment cost | Heating | Estimated electricity grid reinforcement | M EUR | 2571
UK | HRE 2050 | Output | Annualised investment cost | Cooling | Cooling savings | M EUR | 148
UK | HRE 2050 | Output | Annualised investment cost | Cooling | District cooling pipes | M EUR | 56
UK | HRE 2050 | Output | Annualised investment cost | Cooling | Individual cooling | M EUR | 2484
UK | HRE 2050 | Output | Annualised investment cost | Cooling | District cooling | M EUR | 11
UK | HRE 2050 | Output | Annualised investment cost | Heating | District heating substations | M EUR | 703
UK | HRE 2050 | Output | Annualised investment cost | Heating | Heat savings | M EUR | 34680
UK | HRE 2050 | Output | Annualised investment cost | Heating | District heating pipes | M EUR | 2384
UK | HRE 2050 | Output | Installed capacity | Heating | DH - Waste incineration | MWth | 0
UK | HRE 2050 | Output | Installed capacity | Heating | DH - Solar thermal | MWth | 2039
UK | HRE 2050 | Output | Installed capacity | Heating | Indv. heat pumps | MWth | 48818
UK | HRE 2050 | Output | Installed capacity | Heating | Indv. boilers | MWth | 0
UK | HRE 2050 | Output | Installed capacity | Cooling | Indv. cooling | MWe | 11333.4848
UK | HRE 2050 | Output | Installed capacity | Cooling | District cooling - chillers | MWth | 2571.4286
UK | HRE 2050 | Output | Fuel individual boilers | Indiviual Boilers | Coal | TWh/year | 0
UK | HRE 2050 | Output | Fuel individual boilers | Indiviual Boilers | Oil | TWh/year | 0
UK | HRE 2050 | Output | Fuel individual boilers | Indiviual Boilers | Ngas | TWh/year | 0
UK | HRE 2050 | Output | Fuel individual boilers | Indiviual Boilers | Biomass | TWh/year | 0
AT | BL 2015 | Input | Installed capacity | Electricity | Onshore wind | MWe | 934.5
AT | BL 2015 | Input | Installed capacity | Electricity | Offshore wind | MWe | 0
AT | BL 2015 | Input | Installed capacity | Electricity | Photovoltaic | MWe | 103
AT | BL 2015 | Input | Installed capacity | Electricity | River hydro | MWe | 5957.79
AT | BL 2015 | Input | Installed capacity | Storage | EV battery storage | GWh | 0
AT | BL 2015 | Input | Installed capacity | Electricity | CHP plants (electric capacity) | MWe | 2471.63
AT | BL 2015 | Input | Installed capacity | Heating | DH - Heat pumps | MWe | 0.7
AT | BL 2015 | Input | Installed capacity | Heating | DH - Boilers | MWth | 7302
AT | BL 2015 | Input | Installed capacity | Electricity | Dammed hydro | MWe | 3684.21
AT | BL 2015 | Input | Installed capacity | Electricity | Nuclear | MWe | 0
AT | BL 2015 | Input | Installed capacity | Heating | DH - Electric boilers | MWe | 0
AT | BL 2015 | Input | Installed capacity | Electricity | Geothermal plants | MWe | 0
AT | BL 2015 | Input | Installed capacity | Heating | DH - CHP (thermal capacity) | MWth | 3042.5
AT | BL 2015 | Input | Installed capacity | Electricity | Concentrated solar power | MWe | 0
AT | BL 2015 | Input | Installed capacity | Storage | Liquid & gas fuels storage | GWh | 0
AT | BL 2015 | Input | Installed capacity | Storage | Electricity storage | GWh | 28.76
AT | BL 2015 | Input | Installed capacity | Storage | Thermal storage | GWh | 26.93
AT | BL 2015 | Input | Heat supply | District heating | Geothermal | TWh/year | 0.29
AT | BL 2015 | Input | PES | RES | Geothermal heat | TWh/year | 0.29
AT | BL 2015 | Input | Installed capacity | Heating | DH - Geothermal | MWth | 32.96
AT | BL 2015 | Input | Heat supply | District heating | Solar thermal | TWh/year | 0.01
AT | BL 2015 | Input | Installed capacity | Electricity | Wave & Tidal | MWe | 0
AT | BL 2015 | Input | Installed capacity | Electricity | Condensing power plants | MWe | 4005.37
AT | BL 2050 | Input | Installed capacity | Electricity | Onshore wind | MWe | 19150
AT | BL 2050 | Input | Installed capacity | Electricity | Offshore wind | MWe | 0
AT | BL 2050 | Input | Installed capacity | Electricity | Photovoltaic | MWe | 4379.62
AT | BL 2050 | Input | Installed capacity | Electricity | River hydro | MWe | 6280
AT | BL 2050 | Input | Installed capacity | Storage | EV battery storage | GWh | 104.12
AT | BL 2050 | Input | Installed capacity | Electricity | CHP plants (electric capacity) | MWe | 2704.44
AT | BL 2050 | Input | Installed capacity | Heating | DH - Heat pumps | MWe | 0.7
AT | BL 2050 | Input | Installed capacity | Heating | DH - Boilers | MWth | 7302
AT | BL 2050 | Input | Installed capacity | Electricity | Dammed hydro | MWe | 5739.46
AT | BL 2050 | Input | Installed capacity | Electricity | Nuclear | MWe | 0
AT | BL 2050 | Input | Installed capacity | Heating | DH - Electric boilers | MWe | 0
AT | BL 2050 | Input | Installed capacity | Electricity | Geothermal plants | MWe | 718.83
AT | BL 2050 | Input | Installed capacity | Heating | DH - CHP (thermal capacity) | MWth | 3042.5
AT | BL 2050 | Input | Installed capacity | Electricity | Concentrated solar power | MWe | 0
AT | BL 2050 | Input | Installed capacity | Storage | Liquid & gas fuels storage | GWh | 93.47
AT | BL 2050 | Input | Installed capacity | Storage | Electricity storage | GWh | 28.76
AT | BL 2050 | Input | Installed capacity | Storage | Thermal storage | GWh | 355.06
AT | BL 2050 | Input | Heat supply | District heating | Geothermal | TWh/year | 0.19
AT | BL 2050 | Input | PES | RES | Geothermal heat | TWh/year | 0.19
AT | BL 2050 | Input | Installed capacity | Heating | DH - Geothermal | MWth | 21.34
AT | BL 2050 | Input | Heat supply | District heating | Solar thermal | TWh/year | 1.1
AT | BL 2050 | Input | Installed capacity | Electricity | Wave & Tidal | MWe | 0
AT | BL 2050 | Input | Installed capacity | Electricity | Condensing power plants | MWe | 12795.56
AT | CD Savings | Input | Installed capacity | Electricity | Onshore wind | MWe | 42500
AT | CD Savings | Input | Installed capacity | Electricity | Offshore wind | MWe | 0
AT | CD Savings | Input | Installed capacity | Electricity | Photovoltaic | MWe | 52000
AT | CD Savings | Input | Installed capacity | Electricity | River hydro | MWe | 6280
AT | CD Savings | Input | Installed capacity | Storage | EV battery storage | GWh | 105.97
AT | CD Savings | Input | Installed capacity | Electricity | CHP plants (electric capacity) | MWe | 2125.65
AT | CD Savings | Input | Installed capacity | Heating | DH - Heat pumps | MWe | 0.7
AT | CD Savings | Input | Installed capacity | Heating | DH - Boilers | MWth | 3612
AT | CD Savings | Input | Installed capacity | Electricity | Dammed hydro | MWe | 5739
AT | CD Savings | Input | Installed capacity | Electricity | Nuclear | MWe | 0
AT | CD Savings | Input | Installed capacity | Heating | DH - Electric boilers | MWe | 0
AT | CD Savings | Input | Installed capacity | Electricity | Geothermal plants | MWe | 474
AT | CD Savings | Input | Installed capacity | Heating | DH - CHP (thermal capacity) | MWth | 3042.5
AT | CD Savings | Input | Installed capacity | Electricity | Concentrated solar power | MWe | 0
AT | CD Savings | Input | Installed capacity | Storage | Liquid & gas fuels storage | GWh | 1211.33
AT | CD Savings | Input | Installed capacity | Storage | Electricity storage | GWh | 28.76
AT | CD Savings | Input | Installed capacity | Storage | Thermal storage | GWh | 290.22
AT | CD Savings | Input | Heat supply | District heating | Geothermal | TWh/year | 0.19
AT | CD Savings | Input | PES | RES | Geothermal heat | TWh/year | 0.19
AT | CD Savings | Input | Installed capacity | Heating | DH - Geothermal | MWth | 21.28
AT | CD Savings | Input | Heat supply | District heating | Solar thermal | TWh/year | 0.89
AT | CD Savings | Input | Installed capacity | Electricity | Wave & Tidal | MWe | 0
AT | CD Savings | Input | Installed capacity | Electricity | Condensing power plants | MWe | 29874.35
AT | CD 2050 | Input | Installed capacity | Electricity | Onshore wind | MWe | 42500
AT | CD 2050 | Input | Installed capacity | Electricity | Offshore wind | MWe | 0
AT | CD 2050 | Input | Installed capacity | Electricity | Photovoltaic | MWe | 52000
AT | CD 2050 | Input | Installed capacity | Electricity | River hydro | MWe | 6280
AT | CD 2050 | Input | Installed capacity | Storage | EV battery storage | GWh | 105.97
AT | CD 2050 | Input | Installed capacity | Electricity | CHP plants (electric capacity) | MWe | 2704.44
AT | CD 2050 | Input | Installed capacity | Heating | DH - Heat pumps | MWe | 0.7
AT | CD 2050 | Input | Installed capacity | Heating | DH - Boilers | MWth | 10200
AT | CD 2050 | Input | Installed capacity | Electricity | Dammed hydro | MWe | 5739
AT | CD 2050 | Input | Installed capacity | Electricity | Nuclear | MWe | 0
AT | CD 2050 | Input | Installed capacity | Heating | DH - Electric boilers | MWe | 0
AT | CD 2050 | Input | Installed capacity | Electricity | Geothermal plants | MWe | 474
AT | CD 2050 | Input | Installed capacity | Heating | DH - CHP (thermal capacity) | MWth | 3042.5
AT | CD 2050 | Input | Installed capacity | Electricity | Concentrated solar power | MWe | 0
AT | CD 2050 | Input | Installed capacity | Storage | Liquid & gas fuels storage | GWh | 1379.55
AT | CD 2050 | Input | Installed capacity | Storage | Electricity storage | GWh | 28.76
AT | CD 2050 | Input | Installed capacity | Storage | Thermal storage | GWh | 293.13
AT | CD 2050 | Input | Heat supply | District heating | Geothermal | TWh/year | 0.19
AT | CD 2050 | Input | PES | RES | Geothermal heat | TWh/year | 0.19
AT | CD 2050 | Input | Installed capacity | Heating | DH - Geothermal | MWth | 21.28
AT | CD 2050 | Input | Heat supply | District heating | Solar thermal | TWh/year | 0.89
AT | CD 2050 | Input | Installed capacity | Electricity | Wave & Tidal | MWe | 0
AT | CD 2050 | Input | Installed capacity | Electricity | Condensing power plants | MWe | 31295.56
AT | HRE 2050 | Input | Installed capacity | Electricity | Onshore wind | MWe | 40000
AT | HRE 2050 | Input | Installed capacity | Electricity | Offshore wind | MWe | 0
AT | HRE 2050 | Input | Installed capacity | Electricity | Photovoltaic | MWe | 47000
AT | HRE 2050 | Input | Installed capacity | Electricity | River hydro | MWe | 6280
AT | HRE 2050 | Input | Installed capacity | Storage | EV battery storage | GWh | 105.97
AT | HRE 2050 | Input | Installed capacity | Electricity | CHP plants (electric capacity) | MWe | 2486.51
AT | HRE 2050 | Input | Installed capacity | Heating | DH - Heat pumps | MWe | 1200
AT | HRE 2050 | Input | Installed capacity | Heating | DH - Boilers | MWth | 3612
AT | HRE 2050 | Input | Installed capacity | Electricity | Dammed hydro | MWe | 5739
AT | HRE 2050 | Input | Installed capacity | Electricity | Nuclear | MWe | 0
AT | HRE 2050 | Input | Installed capacity | Heating | DH - Electric boilers | MWe | 1200
AT | HRE 2050 | Input | Installed capacity | Electricity | Geothermal plants | MWe | 474
AT | HRE 2050 | Input | Installed capacity | Heating | DH - CHP (thermal capacity) | MWth | 2797.32
AT | HRE 2050 | Input | Installed capacity | Electricity | Concentrated solar power | MWe | 0
AT | HRE 2050 | Input | Installed capacity | Storage | Liquid & gas fuels storage | GWh | 1211.33
AT | HRE 2050 | Input | Installed capacity | Storage | Electricity storage | GWh | 28.76
AT | HRE 2050 | Input | Installed capacity | Storage | Thermal storage | GWh | 103.17
AT | HRE 2050 | Input | Heat supply | District heating | Geothermal | TWh/year | 0.21
AT | HRE 2050 | Input | PES | RES | Geothermal heat | TWh/year | 0.21
AT | HRE 2050 | Input | Installed capacity | Heating | DH - Geothermal | MWth | 23.63
AT | HRE 2050 | Input | Heat supply | District heating | Solar thermal | TWh/year | 0.74
AT | HRE 2050 | Input | Installed capacity | Electricity | Wave & Tidal | MWe | 0
AT | HRE 2050 | Input | Installed capacity | Electricity | Condensing power plants | MWe | 29513.49
BE | BL 2015 | Input | Installed capacity | Electricity | Onshore wind | MWe | 353.46
BE | BL 2015 | Input | Installed capacity | Electricity | Offshore wind | MWe | 195
BE | BL 2015 | Input | Installed capacity | Electricity | Photovoltaic | MWe | 803.58
BE | BL 2015 | Input | Installed capacity | Electricity | River hydro | MWe | 105
BE | BL 2015 | Input | Installed capacity | Storage | EV battery storage | GWh | 0
BE | BL 2015 | Input | Installed capacity | Electricity | CHP plants (electric capacity) | MWe | 1323.01
BE | BL 2015 | Input | Installed capacity | Heating | DH - Heat pumps | MWe | 0
BE | BL 2015 | Input | Installed capacity | Heating | DH - Boilers | MWth | 4012.8
BE | BL 2015 | Input | Installed capacity | Electricity | Dammed hydro | MWe | 0
BE | BL 2015 | Input | Installed capacity | Electricity | Nuclear | MWe | 5927
BE | BL 2015 | Input | Installed capacity | Heating | DH - Electric boilers | MWe | 0
BE | BL 2015 | Input | Installed capacity | Electricity | Geothermal plants | MWe | 0
BE | BL 2015 | Input | Installed capacity | Heating | DH - CHP (thermal capacity) | MWth | 1672
BE | BL 2015 | Input | Installed capacity | Electricity | Concentrated solar power | MWe | 0
BE | BL 2015 | Input | Installed capacity | Storage | Liquid & gas fuels storage | GWh | 0
BE | BL 2015 | Input | Installed capacity | Storage | Electricity storage | GWh | 7.86
BE | BL 2015 | Input | Installed capacity | Storage | Thermal storage | GWh | 8.02
BE | BL 2015 | Input | Heat supply | District heating | Geothermal | TWh/year | 0.04
BE | BL 2015 | Input | PES | RES | Geothermal heat | TWh/year | 0.04
BE | BL 2015 | Input | Installed capacity | Heating | DH - Geothermal | MWth | 4.6
BE | BL 2015 | Input | Heat supply | District heating | Solar thermal | TWh/year | 0
BE | BL 2015 | Input | Installed capacity | Electricity | Wave & Tidal | MWe | 0
BE | BL 2015 | Input | Installed capacity | Electricity | Condensing power plants | MWe | 6375.99
BE | BL 2050 | Input | Installed capacity | Electricity | Onshore wind | MWe | 5000
BE | BL 2050 | Input | Installed capacity | Electricity | Offshore wind | MWe | 3863.64
BE | BL 2050 | Input | Installed capacity | Electricity | Photovoltaic | MWe | 14928.83
BE | BL 2050 | Input | Installed capacity | Electricity | River hydro | MWe | 105
BE | BL 2050 | Input | Installed capacity | Storage | EV battery storage | GWh | 125.9
BE | BL 2050 | Input | Installed capacity | Electricity | CHP plants (electric capacity) | MWe | 1486.22
BE | BL 2050 | Input | Installed capacity | Heating | DH - Heat pumps | MWe | 0
BE | BL 2050 | Input | Installed capacity | Heating | DH - Boilers | MWth | 4012.8
BE | BL 2050 | Input | Installed capacity | Electricity | Dammed hydro | MWe | 0
BE | BL 2050 | Input | Installed capacity | Electricity | Nuclear | MWe | 0
BE | BL 2050 | Input | Installed capacity | Heating | DH - Electric boilers | MWe | 0
BE | BL 2050 | Input | Installed capacity | Electricity | Geothermal plants | MWe | 86.68
BE | BL 2050 | Input | Installed capacity | Heating | DH - CHP (thermal capacity) | MWth | 1672
BE | BL 2050 | Input | Installed capacity | Electricity | Concentrated solar power | MWe | 0
BE | BL 2050 | Input | Installed capacity | Storage | Liquid & gas fuels storage | GWh | 43.09
BE | BL 2050 | Input | Installed capacity | Storage | Electricity storage | GWh | 7.86
BE | BL 2050 | Input | Installed capacity | Storage | Thermal storage | GWh | 11.5
BE | BL 2050 | Input | Heat supply | District heating | Geothermal | TWh/year | 0
BE | BL 2050 | Input | PES | RES | Geothermal heat | TWh/year | 0
BE | BL 2050 | Input | Installed capacity | Heating | DH - Geothermal | MWth | 0
BE | BL 2050 | Input | Heat supply | District heating | Solar thermal | TWh/year | 0
BE | BL 2050 | Input | Installed capacity | Electricity | Wave & Tidal | MWe | 0
BE | BL 2050 | Input | Installed capacity | Electricity | Condensing power plants | MWe | 23513.78
BE | CD Savings | Input | Installed capacity | Electricity | Onshore wind | MWe | 18130
BE | CD Savings | Input | Installed capacity | Electricity | Offshore wind | MWe | 3900
BE | CD Savings | Input | Installed capacity | Electricity | Photovoltaic | MWe | 108000
BE | CD Savings | Input | Installed capacity | Electricity | River hydro | MWe | 105
BE | CD Savings | Input | Installed capacity | Storage | EV battery storage | GWh | 128.4
BE | CD Savings | Input | Installed capacity | Electricity | CHP plants (electric capacity) | MWe | 848.33
BE | CD Savings | Input | Installed capacity | Heating | DH - Heat pumps | MWe | 0
BE | CD Savings | Input | Installed capacity | Heating | DH - Boilers | MWth | 3027.6
BE | CD Savings | Input | Installed capacity | Electricity | Dammed hydro | MWe | 0
BE | CD Savings | Input | Installed capacity | Electricity | Nuclear | MWe | 0
BE | CD Savings | Input | Installed capacity | Heating | DH - Electric boilers | MWe | 0
BE | CD Savings | Input | Installed capacity | Electricity | Geothermal plants | MWe | 204
BE | CD Savings | Input | Installed capacity | Heating | DH - CHP (thermal capacity) | MWth | 1672
BE | CD Savings | Input | Installed capacity | Electricity | Concentrated solar power | MWe | 0
BE | CD Savings | Input | Installed capacity | Storage | Liquid & gas fuels storage | GWh | 2084.38
BE | CD Savings | Input | Installed capacity | Storage | Electricity storage | GWh | 7.86
BE | CD Savings | Input | Installed capacity | Storage | Thermal storage | GWh | 16.4
BE | CD Savings | Input | Heat supply | District heating | Geothermal | TWh/year | 0.03
BE | CD Savings | Input | PES | RES | Geothermal heat | TWh/year | 0.03
BE | CD Savings | Input | Installed capacity | Heating | DH - Geothermal | MWth | 3.32
BE | CD Savings | Input | Heat supply | District heating | Solar thermal | TWh/year | 0.02
BE | CD Savings | Input | Installed capacity | Electricity | Wave & Tidal | MWe | 0
BE | CD Savings | Input | Installed capacity | Electricity | Condensing power plants | MWe | 54151.67
BE | CD 2050 | Input | Installed capacity | Electricity | Onshore wind | MWe | 18130
BE | CD 2050 | Input | Installed capacity | Electricity | Offshore wind | MWe | 3900
BE | CD 2050 | Input | Installed capacity | Electricity | Photovoltaic | MWe | 108000
BE | CD 2050 | Input | Installed capacity | Electricity | River hydro | MWe | 105
BE | CD 2050 | Input | Installed capacity | Storage | EV battery storage | GWh | 128.4
BE | CD 2050 | Input | Installed capacity | Electricity | CHP plants (electric capacity) | MWe | 1486.22
BE | CD 2050 | Input | Installed capacity | Heating | DH - Heat pumps | MWe | 0
BE | CD 2050 | Input | Installed capacity | Heating | DH - Boilers | MWth | 4146
BE | CD 2050 | Input | Installed capacity | Electricity | Dammed hydro | MWe | 0
BE | CD 2050 | Input | Installed capacity | Electricity | Nuclear | MWe | 0
BE | CD 2050 | Input | Installed capacity | Heating | DH - Electric boilers | MWe | 0
BE | CD 2050 | Input | Installed capacity | Electricity | Geothermal plants | MWe | 204
BE | CD 2050 | Input | Installed capacity | Heating | DH - CHP (thermal capacity) | MWth | 1672
BE | CD 2050 | Input | Installed capacity | Electricity | Concentrated solar power | MWe | 0
BE | CD 2050 | Input | Installed capacity | Storage | Liquid & gas fuels storage | GWh | 2154.26
BE | CD 2050 | Input | Installed capacity | Storage | Electricity storage | GWh | 7.86
BE | CD 2050 | Input | Installed capacity | Storage | Thermal storage | GWh | 18.45
BE | CD 2050 | Input | Heat supply | District heating | Geothermal | TWh/year | 0.03
BE | CD 2050 | Input | PES | RES | Geothermal heat | TWh/year | 0.03
BE | CD 2050 | Input | Installed capacity | Heating | DH - Geothermal | MWth | 3.32
BE | CD 2050 | Input | Heat supply | District heating | Solar thermal | TWh/year | 0.02
BE | CD 2050 | Input | Installed capacity | Electricity | Wave & Tidal | MWe | 0
BE | CD 2050 | Input | Installed capacity | Electricity | Condensing power plants | MWe | 53513.78
BE | HRE 2050 | Input | Installed capacity | Electricity | Onshore wind | MWe | 24000
BE | HRE 2050 | Input | Installed capacity | Electricity | Offshore wind | MWe | 3900
BE | HRE 2050 | Input | Installed capacity | Electricity | Photovoltaic | MWe | 100000
BE | HRE 2050 | Input | Installed capacity | Electricity | River hydro | MWe | 105
BE | HRE 2050 | Input | Installed capacity | Storage | EV battery storage | GWh | 128.4
BE | HRE 2050 | Input | Installed capacity | Electricity | CHP plants (electric capacity) | MWe | 3028.3
BE | HRE 2050 | Input | Installed capacity | Heating | DH - Heat pumps | MWe | 1000
BE | HRE 2050 | Input | Installed capacity | Heating | DH - Boilers | MWth | 4642
BE | HRE 2050 | Input | Installed capacity | Electricity | Dammed hydro | MWe | 0
BE | HRE 2050 | Input | Installed capacity | Electricity | Nuclear | MWe | 0
BE | HRE 2050 | Input | Installed capacity | Heating | DH - Electric boilers | MWe | 1000
BE | HRE 2050 | Input | Installed capacity | Electricity | Geothermal plants | MWe | 204
BE | HRE 2050 | Input | Installed capacity | Heating | DH - CHP (thermal capacity) | MWth | 3406.84
BE | HRE 2050 | Input | Installed capacity | Electricity | Concentrated solar power | MWe | 0
BE | HRE 2050 | Input | Installed capacity | Storage | Liquid & gas fuels storage | GWh | 2084.38
BE | HRE 2050 | Input | Installed capacity | Storage | Electricity storage | GWh | 7.86
BE | HRE 2050 | Input | Installed capacity | Storage | Thermal storage | GWh | 36.76
BE | HRE 2050 | Input | Heat supply | District heating | Geothermal | TWh/year | 0.05
BE | HRE 2050 | Input | PES | RES | Geothermal heat | TWh/year | 0.05
BE | HRE 2050 | Input | Installed capacity | Heating | DH - Geothermal | MWth | 5.22
BE | HRE 2050 | Input | Heat supply | District heating | Solar thermal | TWh/year | 0.03
BE | HRE 2050 | Input | Installed capacity | Electricity | Wave & Tidal | MWe | 0
BE | HRE 2050 | Input | Installed capacity | Electricity | Condensing power plants | MWe | 51971.7
CZ | BL 2015 | Input | Installed capacity | Electricity | Onshore wind | MWe | 181.02
CZ | BL 2015 | Input | Installed capacity | Electricity | Offshore wind | MWe | 0
CZ | BL 2015 | Input | Installed capacity | Electricity | Photovoltaic | MWe | 1955
CZ | BL 2015 | Input | Installed capacity | Electricity | River hydro | MWe | 226.66
CZ | BL 2015 | Input | Installed capacity | Storage | EV battery storage | GWh | 0
CZ | BL 2015 | Input | Installed capacity | Electricity | CHP plants (electric capacity) | MWe | 2972.94
CZ | BL 2015 | Input | Installed capacity | Heating | DH - Heat pumps | MWe | 0
CZ | BL 2015 | Input | Installed capacity | Heating | DH - Boilers | MWth | 9933.6
CZ | BL 2015 | Input | Installed capacity | Electricity | Dammed hydro | MWe | 793.34
CZ | BL 2015 | Input | Installed capacity | Electricity | Nuclear | MWe | 3804
CZ | BL 2015 | Input | Installed capacity | Heating | DH - Electric boilers | MWe | 0
CZ | BL 2015 | Input | Installed capacity | Electricity | Geothermal plants | MWe | 0
CZ | BL 2015 | Input | Installed capacity | Heating | DH - CHP (thermal capacity) | MWth | 4139
CZ | BL 2015 | Input | Installed capacity | Electricity | Concentrated solar power | MWe | 0
CZ | BL 2015 | Input | Installed capacity | Storage | Liquid & gas fuels storage | GWh | 0
CZ | BL 2015 | Input | Installed capacity | Storage | Electricity storage | GWh | 6.88
CZ | BL 2015 | Input | Installed capacity | Storage | Thermal storage | GWh | 29.59
CZ | BL 2015 | Input | Heat supply | District heating | Geothermal | TWh/year | 0
CZ | BL 2015 | Input | PES | RES | Geothermal heat | TWh/year | 0
CZ | BL 2015 | Input | Installed capacity | Heating | DH - Geothermal | MWth | 0
CZ | BL 2015 | Input | Heat supply | District heating | Solar thermal | TWh/year | 0
CZ | BL 2015 | Input | Installed capacity | Electricity | Wave & Tidal | MWe | 0
CZ | BL 2015 | Input | Installed capacity | Electricity | Condensing power plants | MWe | 9239.06
CZ | BL 2050 | Input | Installed capacity | Electricity | Onshore wind | MWe | 1278.96
CZ | BL 2050 | Input | Installed capacity | Electricity | Offshore wind | MWe | 0
CZ | BL 2050 | Input | Installed capacity | Electricity | Photovoltaic | MWe | 14969.94
CZ | BL 2050 | Input | Installed capacity | Electricity | River hydro | MWe | 226.66
CZ | BL 2050 | Input | Installed capacity | Storage | EV battery storage | GWh | 126.26
CZ | BL 2050 | Input | Installed capacity | Electricity | CHP plants (electric capacity) | MWe | 3679.11
CZ | BL 2050 | Input | Installed capacity | Heating | DH - Heat pumps | MWe | 0
CZ | BL 2050 | Input | Installed capacity | Heating | DH - Boilers | MWth | 9933.6
CZ | BL 2050 | Input | Installed capacity | Electricity | Dammed hydro | MWe | 1073.83
CZ | BL 2050 | Input | Installed capacity | Electricity | Nuclear | MWe | 5348.31
CZ | BL 2050 | Input | Installed capacity | Heating | DH - Electric boilers | MWe | 0
CZ | BL 2050 | Input | Installed capacity | Electricity | Geothermal plants | MWe | 18.63
CZ | BL 2050 | Input | Installed capacity | Heating | DH - CHP (thermal capacity) | MWth | 4139
CZ | BL 2050 | Input | Installed capacity | Electricity | Concentrated solar power | MWe | 0
CZ | BL 2050 | Input | Installed capacity | Storage | Liquid & gas fuels storage | GWh | 2.86
CZ | BL 2050 | Input | Installed capacity | Storage | Electricity storage | GWh | 6.88
CZ | BL 2050 | Input | Installed capacity | Storage | Thermal storage | GWh | 320.67
CZ | BL 2050 | Input | Heat supply | District heating | Geothermal | TWh/year | 0
CZ | BL 2050 | Input | PES | RES | Geothermal heat | TWh/year | 0
CZ | BL 2050 | Input | Installed capacity | Heating | DH - Geothermal | MWth | 0
CZ | BL 2050 | Input | Heat supply | District heating | Solar thermal | TWh/year | 0.99
CZ | BL 2050 | Input | Installed capacity | Electricity | Wave & Tidal | MWe | 0
CZ | BL 2050 | Input | Installed capacity | Electricity | Condensing power plants | MWe | 8320.89
CZ | CD Savings | Input | Installed capacity | Electricity | Onshore wind | MWe | 37000
CZ | CD Savings | Input | Installed capacity | Electricity | Offshore wind | MWe | 0
CZ | CD Savings | Input | Installed capacity | Electricity | Photovoltaic | MWe | 30000
CZ | CD Savings | Input | Installed capacity | Electricity | River hydro | MWe | 227
CZ | CD Savings | Input | Installed capacity | Storage | EV battery storage | GWh | 130.1
CZ | CD Savings | Input | Installed capacity | Electricity | CHP plants (electric capacity) | MWe | 1864.41
CZ | CD Savings | Input | Installed capacity | Heating | DH - Heat pumps | MWe | 0
CZ | CD Savings | Input | Installed capacity | Heating | DH - Boilers | MWth | 4945
CZ | CD Savings | Input | Installed capacity | Electricity | Dammed hydro | MWe | 1073
CZ | CD Savings | Input | Installed capacity | Electricity | Nuclear | MWe | 1926
CZ | CD Savings | Input | Installed capacity | Heating | DH - Electric boilers | MWe | 0
CZ | CD Savings | Input | Installed capacity | Electricity | Geothermal plants | MWe | 345
CZ | CD Savings | Input | Installed capacity | Heating | DH - CHP (thermal capacity) | MWth | 4139
CZ | CD Savings | Input | Installed capacity | Electricity | Concentrated solar power | MWe | 0
CZ | CD Savings | Input | Installed capacity | Storage | Liquid & gas fuels storage | GWh | 750.25
CZ | CD Savings | Input | Installed capacity | Storage | Electricity storage | GWh | 6.88
CZ | CD Savings | Input | Installed capacity | Storage | Thermal storage | GWh | 202.3
CZ | CD Savings | Input | Heat supply | District heating | Geothermal | TWh/year | 5.61
CZ | CD Savings | Input | PES | RES | Geothermal heat | TWh/year | 5.61
CZ | CD Savings | Input | Installed capacity | Heating | DH - Geothermal | MWth | 638.25
CZ | CD Savings | Input | Heat supply | District heating | Solar thermal | TWh/year | 0.61
CZ | CD Savings | Input | Installed capacity | Electricity | Wave & Tidal | MWe | 0
CZ | CD Savings | Input | Installed capacity | Electricity | Condensing power plants | MWe | 22135.59
CZ | CD 2050 | Input | Installed capacity | Electricity | Onshore wind | MWe | 37000
CZ | CD 2050 | Input | Installed capacity | Electricity | Offshore wind | MWe | 0
CZ | CD 2050 | Input | Installed capacity | Electricity | Photovoltaic | MWe | 30000
CZ | CD 2050 | Input | Installed capacity | Electricity | River hydro | MWe | 227
CZ | CD 2050 | Input | Installed capacity | Storage | EV battery storage | GWh | 130.1
CZ | CD 2050 | Input | Installed capacity | Electricity | CHP plants (electric capacity) | MWe | 3679.11
CZ | CD 2050 | Input | Installed capacity | Heating | DH - Heat pumps | MWe | 0
CZ | CD 2050 | Input | Installed capacity | Heating | DH - Boilers | MWth | 9416.4
CZ | CD 2050 | Input | Installed capacity | Electricity | Dammed hydro | MWe | 1073
CZ | CD 2050 | Input | Installed capacity | Electricity | Nuclear | MWe | 1926
CZ | CD 2050 | Input | Installed capacity | Heating | DH - Electric boilers | MWe | 0
CZ | CD 2050 | Input | Installed capacity | Electricity | Geothermal plants | MWe | 345
CZ | CD 2050 | Input | Installed capacity | Heating | DH - CHP (thermal capacity) | MWth | 4139
CZ | CD 2050 | Input | Installed capacity | Electricity | Concentrated solar power | MWe | 0
CZ | CD 2050 | Input | Installed capacity | Storage | Liquid & gas fuels storage | GWh | 808.02
CZ | CD 2050 | Input | Installed capacity | Storage | Electricity storage | GWh | 6.88
CZ | CD 2050 | Input | Installed capacity | Storage | Thermal storage | GWh | 207.69
CZ | CD 2050 | Input | Heat supply | District heating | Geothermal | TWh/year | 5.61
CZ | CD 2050 | Input | PES | RES | Geothermal heat | TWh/year | 5.61
CZ | CD 2050 | Input | Installed capacity | Heating | DH - Geothermal | MWth | 638.25
CZ | CD 2050 | Input | Heat supply | District heating | Solar thermal | TWh/year | 0.61
CZ | CD 2050 | Input | Installed capacity | Electricity | Wave & Tidal | MWe | 0
CZ | CD 2050 | Input | Installed capacity | Electricity | Condensing power plants | MWe | 22320.89
CZ | HRE 2050 | Input | Installed capacity | Electricity | Onshore wind | MWe | 33000
CZ | HRE 2050 | Input | Installed capacity | Electricity | Offshore wind | MWe | 0
CZ | HRE 2050 | Input | Installed capacity | Electricity | Photovoltaic | MWe | 34000
CZ | HRE 2050 | Input | Installed capacity | Electricity | River hydro | MWe | 227
CZ | HRE 2050 | Input | Installed capacity | Storage | EV battery storage | GWh | 130.1
CZ | HRE 2050 | Input | Installed capacity | Electricity | CHP plants (electric capacity) | MWe | 3252
CZ | HRE 2050 | Input | Installed capacity | Heating | DH - Heat pumps | MWe | 1000
CZ | HRE 2050 | Input | Installed capacity | Heating | DH - Boilers | MWth | 4945
CZ | HRE 2050 | Input | Installed capacity | Electricity | Dammed hydro | MWe | 1073
CZ | HRE 2050 | Input | Installed capacity | Electricity | Nuclear | MWe | 1926
CZ | HRE 2050 | Input | Installed capacity | Heating | DH - Electric boilers | MWe | 1000
CZ | HRE 2050 | Input | Installed capacity | Electricity | Geothermal plants | MWe | 345
CZ | HRE 2050 | Input | Installed capacity | Heating | DH - CHP (thermal capacity) | MWth | 3658.5
CZ | HRE 2050 | Input | Installed capacity | Electricity | Concentrated solar power | MWe | 0
CZ | HRE 2050 | Input | Installed capacity | Storage | Liquid & gas fuels storage | GWh | 750.25
CZ | HRE 2050 | Input | Installed capacity | Storage | Electricity storage | GWh | 6.88
CZ | HRE 2050 | Input | Installed capacity | Storage | Thermal storage | GWh | 229.89
CZ | HRE 2050 | Input | Heat supply | District heating | Geothermal | TWh/year | 1.62
CZ | HRE 2050 | Input | PES | RES | Geothermal heat | TWh/year | 1.62
CZ | HRE 2050 | Input | Installed capacity | Heating | DH - Geothermal | MWth | 184.72
CZ | HRE 2050 | Input | Heat supply | District heating | Solar thermal | TWh/year | 0.64
CZ | HRE 2050 | Input | Installed capacity | Electricity | Wave & Tidal | MWe | 0
CZ | HRE 2050 | Input | Installed capacity | Electricity | Condensing power plants | MWe | 20748
DE | BL 2015 | Input | Installed capacity | Electricity | Onshore wind | MWe | 27201.5
DE | BL 2015 | Input | Installed capacity | Electricity | Offshore wind | MWe | 139
DE | BL 2015 | Input | Installed capacity | Electricity | Photovoltaic | MWe | 17093
DE | BL 2015 | Input | Installed capacity | Electricity | River hydro | MWe | 2976.54
DE | BL 2015 | Input | Installed capacity | Storage | EV battery storage | GWh | 0
DE | BL 2015 | Input | Installed capacity | Electricity | CHP plants (electric capacity) | MWe | 18436.11
DE | BL 2015 | Input | Installed capacity | Heating | DH - Heat pumps | MWe | 0
DE | BL 2015 | Input | Installed capacity | Heating | DH - Boilers | MWth | 57260.4
DE | BL 2015 | Input | Installed capacity | Electricity | Dammed hydro | MWe | 1166.46
DE | BL 2015 | Input | Installed capacity | Electricity | Nuclear | MWe | 20404
DE | BL 2015 | Input | Installed capacity | Heating | DH - Electric boilers | MWe | 0
DE | BL 2015 | Input | Installed capacity | Electricity | Geothermal plants | MWe | 0
DE | BL 2015 | Input | Installed capacity | Heating | DH - CHP (thermal capacity) | MWth | 23858.5
DE | BL 2015 | Input | Installed capacity | Electricity | Concentrated solar power | MWe | 0
DE | BL 2015 | Input | Installed capacity | Storage | Liquid & gas fuels storage | GWh | 0
DE | BL 2015 | Input | Installed capacity | Storage | Electricity storage | GWh | 41.8
DE | BL 2015 | Input | Installed capacity | Storage | Thermal storage | GWh | 163.76
DE | BL 2015 | Input | Heat supply | District heating | Geothermal | TWh/year | 0.13
DE | BL 2015 | Input | PES | RES | Geothermal heat | TWh/year | 0.13
DE | BL 2015 | Input | Installed capacity | Heating | DH - Geothermal | MWth | 14.85
DE | BL 2015 | Input | Heat supply | District heating | Solar thermal | TWh/year | 0
DE | BL 2015 | Input | Installed capacity | Electricity | Wave & Tidal | MWe | 0
DE | BL 2015 | Input | Installed capacity | Electricity | Condensing power plants | MWe | 71419.89
DE | BL 2050 | Input | Installed capacity | Electricity | Onshore wind | MWe | 50644.32
DE | BL 2050 | Input | Installed capacity | Electricity | Offshore wind | MWe | 20731.84
DE | BL 2050 | Input | Installed capacity | Electricity | Photovoltaic | MWe | 78054.58
DE | BL 2050 | Input | Installed capacity | Electricity | River hydro | MWe | 2976.54
DE | BL 2050 | Input | Installed capacity | Storage | EV battery storage | GWh | 829.97
DE | BL 2050 | Input | Installed capacity | Electricity | CHP plants (electric capacity) | MWe | 21207.56
DE | BL 2050 | Input | Installed capacity | Heating | DH - Heat pumps | MWe | 0
DE | BL 2050 | Input | Installed capacity | Heating | DH - Boilers | MWth | 57260.4
DE | BL 2050 | Input | Installed capacity | Electricity | Dammed hydro | MWe | 1441.35
DE | BL 2050 | Input | Installed capacity | Electricity | Nuclear | MWe | 0
DE | BL 2050 | Input | Installed capacity | Heating | DH - Electric boilers | MWe | 0
DE | BL 2050 | Input | Installed capacity | Electricity | Geothermal plants | MWe | 1154.9
DE | BL 2050 | Input | Installed capacity | Heating | DH - CHP (thermal capacity) | MWth | 23858.5
DE | BL 2050 | Input | Installed capacity | Electricity | Concentrated solar power | MWe | 0
DE | BL 2050 | Input | Installed capacity | Storage | Liquid & gas fuels storage | GWh | 94.74
DE | BL 2050 | Input | Installed capacity | Storage | Electricity storage | GWh | 41.8
DE | BL 2050 | Input | Installed capacity | Storage | Thermal storage | GWh | 731.45
DE | BL 2050 | Input | Heat supply | District heating | Geothermal | TWh/year | 0.05
DE | BL 2050 | Input | PES | RES | Geothermal heat | TWh/year | 0.05
DE | BL 2050 | Input | Installed capacity | Heating | DH - Geothermal | MWth | 5.43
DE | BL 2050 | Input | Heat supply | District heating | Solar thermal | TWh/year | 1.91
DE | BL 2050 | Input | Installed capacity | Electricity | Wave & Tidal | MWe | 0
DE | BL 2050 | Input | Installed capacity | Electricity | Condensing power plants | MWe | 107792.44
DE | CD Savings | Input | Installed capacity | Electricity | Onshore wind | MWe | 195000
DE | CD Savings | Input | Installed capacity | Electricity | Offshore wind | MWe | 104000
DE | CD Savings | Input | Installed capacity | Electricity | Photovoltaic | MWe | 275000
DE | CD Savings | Input | Installed capacity | Electricity | River hydro | MWe | 3402
DE | CD Savings | Input | Installed capacity | Storage | EV battery storage | GWh | 843.52
DE | CD Savings | Input | Installed capacity | Electricity | CHP plants (electric capacity) | MWe | 12959.68
DE | CD Savings | Input | Installed capacity | Heating | DH - Heat pumps | MWe | 0
DE | CD Savings | Input | Installed capacity | Heating | DH - Boilers | MWth | 32034
DE | CD Savings | Input | Installed capacity | Electricity | Dammed hydro | MWe | 1441
DE | CD Savings | Input | Installed capacity | Electricity | Nuclear | MWe | 0
DE | CD Savings | Input | Installed capacity | Heating | DH - Electric boilers | MWe | 0
DE | CD Savings | Input | Installed capacity | Electricity | Geothermal plants | MWe | 2475
DE | CD Savings | Input | Installed capacity | Heating | DH - CHP (thermal capacity) | MWth | 23858.5
DE | CD Savings | Input | Installed capacity | Electricity | Concentrated solar power | MWe | 0
DE | CD Savings | Input | Installed capacity | Storage | Liquid & gas fuels storage | GWh | 7405.42
DE | CD Savings | Input | Installed capacity | Storage | Electricity storage | GWh | 41.8
DE | CD Savings | Input | Installed capacity | Storage | Thermal storage | GWh | 147.83
DE | CD Savings | Input | Heat supply | District heating | Geothermal | TWh/year | 1.3
DE | CD Savings | Input | PES | RES | Geothermal heat | TWh/year | 1.3
DE | CD Savings | Input | Installed capacity | Heating | DH - Geothermal | MWth | 147.74
DE | CD Savings | Input | Heat supply | District heating | Solar thermal | TWh/year | 0
DE | CD Savings | Input | Installed capacity | Electricity | Wave & Tidal | MWe | 216
DE | CD Savings | Input | Installed capacity | Electricity | Condensing power plants | MWe | 228040.32
DE | CD 2050 | Input | Installed capacity | Electricity | Onshore wind | MWe | 195000
DE | CD 2050 | Input | Installed capacity | Electricity | Offshore wind | MWe | 104000
DE | CD 2050 | Input | Installed capacity | Electricity | Photovoltaic | MWe | 275000
DE | CD 2050 | Input | Installed capacity | Electricity | River hydro | MWe | 3402
DE | CD 2050 | Input | Installed capacity | Storage | EV battery storage | GWh | 843.52
DE | CD 2050 | Input | Installed capacity | Electricity | CHP plants (electric capacity) | MWe | 21207.56
DE | CD 2050 | Input | Installed capacity | Heating | DH - Heat pumps | MWe | 0
DE | CD 2050 | Input | Installed capacity | Heating | DH - Boilers | MWth | 54920.4
DE | CD 2050 | Input | Installed capacity | Electricity | Dammed hydro | MWe | 1441
DE | CD 2050 | Input | Installed capacity | Electricity | Nuclear | MWe | 0
DE | CD 2050 | Input | Installed capacity | Heating | DH - Electric boilers | MWe | 0
DE | CD 2050 | Input | Installed capacity | Electricity | Geothermal plants | MWe | 2475
DE | CD 2050 | Input | Installed capacity | Heating | DH - CHP (thermal capacity) | MWth | 23858.5
DE | CD 2050 | Input | Installed capacity | Electricity | Concentrated solar power | MWe | 0
DE | CD 2050 | Input | Installed capacity | Storage | Liquid & gas fuels storage | GWh | 7862.54
DE | CD 2050 | Input | Installed capacity | Storage | Electricity storage | GWh | 41.8
DE | CD 2050 | Input | Installed capacity | Storage | Thermal storage | GWh | 163.01
DE | CD 2050 | Input | Heat supply | District heating | Geothermal | TWh/year | 1.3
DE | CD 2050 | Input | PES | RES | Geothermal heat | TWh/year | 1.3
DE | CD 2050 | Input | Installed capacity | Heating | DH - Geothermal | MWth | 147.74
DE | CD 2050 | Input | Heat supply | District heating | Solar thermal | TWh/year | 0
DE | CD 2050 | Input | Installed capacity | Electricity | Wave & Tidal | MWe | 216
DE | CD 2050 | Input | Installed capacity | Electricity | Condensing power plants | MWe | 221792.44
DE | HRE 2050 | Input | Installed capacity | Electricity | Onshore wind | MWe | 191000
DE | HRE 2050 | Input | Installed capacity | Electricity | Offshore wind | MWe | 103000
DE | HRE 2050 | Input | Installed capacity | Electricity | Photovoltaic | MWe | 281000
DE | HRE 2050 | Input | Installed capacity | Electricity | River hydro | MWe | 3402
DE | HRE 2050 | Input | Installed capacity | Storage | EV battery storage | GWh | 843.52
DE | HRE 2050 | Input | Installed capacity | Electricity | CHP plants (electric capacity) | MWe | 22367.11
DE | HRE 2050 | Input | Installed capacity | Heating | DH - Heat pumps | MWe | 5500
DE | HRE 2050 | Input | Installed capacity | Heating | DH - Boilers | MWth | 32034
DE | HRE 2050 | Input | Installed capacity | Electricity | Dammed hydro | MWe | 1441
DE | HRE 2050 | Input | Installed capacity | Electricity | Nuclear | MWe | 0
DE | HRE 2050 | Input | Installed capacity | Heating | DH - Electric boilers | MWe | 5500
DE | HRE 2050 | Input | Installed capacity | Electricity | Geothermal plants | MWe | 2475
DE | HRE 2050 | Input | Installed capacity | Heating | DH - CHP (thermal capacity) | MWth | 25163
DE | HRE 2050 | Input | Installed capacity | Electricity | Concentrated solar power | MWe | 0
DE | HRE 2050 | Input | Installed capacity | Storage | Liquid & gas fuels storage | GWh | 7405.42
DE | HRE 2050 | Input | Installed capacity | Storage | Electricity storage | GWh | 41.8
DE | HRE 2050 | Input | Installed capacity | Storage | Thermal storage | GWh | 697.2
DE | HRE 2050 | Input | Heat supply | District heating | Geothermal | TWh/year | 20
DE | HRE 2050 | Input | PES | RES | Geothermal heat | TWh/year | 20
DE | HRE 2050 | Input | Installed capacity | Heating | DH - Geothermal | MWth | 2276.55
DE | HRE 2050 | Input | Heat supply | District heating | Solar thermal | TWh/year | 4.42
DE | HRE 2050 | Input | Installed capacity | Electricity | Wave & Tidal | MWe | 216
DE | HRE 2050 | Input | Installed capacity | Electricity | Condensing power plants | MWe | 218632.89
ES | BL 2015 | Input | Installed capacity | Electricity | Onshore wind | MWe | 20729.41
ES | BL 2015 | Input | Installed capacity | Electricity | Offshore wind | MWe | 0
ES | BL 2015 | Input | Installed capacity | Electricity | Photovoltaic | MWe | 4268.04
ES | BL 2015 | Input | Installed capacity | Electricity | River hydro | MWe | 2733.23
ES | BL 2015 | Input | Installed capacity | Storage | EV battery storage | GWh | 0
ES | BL 2015 | Input | Installed capacity | Electricity | CHP plants (electric capacity) | MWe | 830.78
ES | BL 2015 | Input | Installed capacity | Heating | DH - Heat pumps | MWe | 0
ES | BL 2015 | Input | Installed capacity | Heating | DH - Boilers | MWth | 2577.6
ES | BL 2015 | Input | Installed capacity | Electricity | Dammed hydro | MWe | 10074.77
ES | BL 2015 | Input | Installed capacity | Electricity | Nuclear | MWe | 7567
ES | BL 2015 | Input | Installed capacity | Heating | DH - Electric boilers | MWe | 0
ES | BL 2015 | Input | Installed capacity | Electricity | Geothermal plants | MWe | 0
ES | BL 2015 | Input | Installed capacity | Heating | DH - CHP (thermal capacity) | MWth | 1074
ES | BL 2015 | Input | Installed capacity | Electricity | Concentrated solar power | MWe | 0
ES | BL 2015 | Input | Installed capacity | Storage | Liquid & gas fuels storage | GWh | 0
ES | BL 2015 | Input | Installed capacity | Storage | Electricity storage | GWh | 31.59
ES | BL 2015 | Input | Installed capacity | Storage | Thermal storage | GWh | 1.08
ES | BL 2015 | Input | Heat supply | District heating | Geothermal | TWh/year | 0
ES | BL 2015 | Input | PES | RES | Geothermal heat | TWh/year | 0
ES | BL 2015 | Input | Installed capacity | Heating | DH - Geothermal | MWth | 0
ES | BL 2015 | Input | Heat supply | District heating | Solar thermal | TWh/year | 0
ES | BL 2015 | Input | Installed capacity | Electricity | Wave & Tidal | MWe | 0
ES | BL 2015 | Input | Installed capacity | Electricity | Condensing power plants | MWe | 47618.22
ES | BL 2050 | Input | Installed capacity | Electricity | Onshore wind | MWe | 47837.26
ES | BL 2050 | Input | Installed capacity | Electricity | Offshore wind | MWe | 8405.14
ES | BL 2050 | Input | Installed capacity | Electricity | Photovoltaic | MWe | 28303.5
ES | BL 2050 | Input | Installed capacity | Electricity | River hydro | MWe | 2733.23
ES | BL 2050 | Input | Installed capacity | Storage | EV battery storage | GWh | 567.83
ES | BL 2050 | Input | Installed capacity | Electricity | CHP plants (electric capacity) | MWe | 954.67
ES | BL 2050 | Input | Installed capacity | Heating | DH - Heat pumps | MWe | 0
ES | BL 2050 | Input | Installed capacity | Heating | DH - Boilers | MWth | 2577.6
ES | BL 2050 | Input | Installed capacity | Electricity | Dammed hydro | MWe | 11151.27
ES | BL 2050 | Input | Installed capacity | Electricity | Nuclear | MWe | 6302.37
ES | BL 2050 | Input | Installed capacity | Heating | DH - Electric boilers | MWe | 0
ES | BL 2050 | Input | Installed capacity | Electricity | Geothermal plants | MWe | 0
ES | BL 2050 | Input | Installed capacity | Heating | DH - CHP (thermal capacity) | MWth | 1074
ES | BL 2050 | Input | Installed capacity | Electricity | Concentrated solar power | MWe | 0
ES | BL 2050 | Input | Installed capacity | Storage | Liquid & gas fuels storage | GWh | 10.47
ES | BL 2050 | Input | Installed capacity | Storage | Electricity storage | GWh | 31.59
ES | BL 2050 | Input | Installed capacity | Storage | Thermal storage | GWh | 5.92
ES | BL 2050 | Input | Heat supply | District heating | Geothermal | TWh/year | 0
ES | BL 2050 | Input | PES | RES | Geothermal heat | TWh/year | 0
ES | BL 2050 | Input | Installed capacity | Heating | DH - Geothermal | MWth | 0
ES | BL 2050 | Input | Heat supply | District heating | Solar thermal | TWh/year | 0
ES | BL 2050 | Input | Installed capacity | Electricity | Wave & Tidal | MWe | 32.98
ES | BL 2050 | Input | Installed capacity | Electricity | Condensing power plants | MWe | 54045.33
ES | CD Savings | Input | Installed capacity | Electricity | Onshore wind | MWe | 58000
ES | CD Savings | Input | Installed capacity | Electricity | Offshore wind | MWe | 0
ES | CD Savings | Input | Installed capacity | Electricity | Photovoltaic | MWe | 158000
ES | CD Savings | Input | Installed capacity | Electricity | River hydro | MWe | 2733
ES | CD Savings | Input | Installed capacity | Storage | EV battery storage | GWh | 575.67
ES | CD Savings | Input | Installed capacity | Electricity | CHP plants (electric capacity) | MWe | 489.32
ES | CD Savings | Input | Installed capacity | Heating | DH - Heat pumps | MWe | 0
ES | CD Savings | Input | Installed capacity | Heating | DH - Boilers | MWth | 9539
ES | CD Savings | Input | Installed capacity | Electricity | Dammed hydro | MWe | 11151
ES | CD Savings | Input | Installed capacity | Electricity | Nuclear | MWe | 1460
ES | CD Savings | Input | Installed capacity | Heating | DH - Electric boilers | MWe | 0
ES | CD Savings | Input | Installed capacity | Electricity | Geothermal plants | MWe | 64
ES | CD Savings | Input | Installed capacity | Heating | DH - CHP (thermal capacity) | MWth | 1074
ES | CD Savings | Input | Installed capacity | Electricity | Concentrated solar power | MWe | 61014
ES | CD Savings | Input | Installed capacity | Storage | Liquid & gas fuels storage | GWh | 6275.23
ES | CD Savings | Input | Installed capacity | Storage | Electricity storage | GWh | 31.59
ES | CD Savings | Input | Installed capacity | Storage | Thermal storage | GWh | 5.36
ES | CD Savings | Input | Heat supply | District heating | Geothermal | TWh/year | 0
ES | CD Savings | Input | PES | RES | Geothermal heat | TWh/year | 0
ES | CD Savings | Input | Installed capacity | Heating | DH - Geothermal | MWth | 0
ES | CD Savings | Input | Heat supply | District heating | Solar thermal | TWh/year | 0
ES | CD Savings | Input | Installed capacity | Electricity | Wave & Tidal | MWe | 33
ES | CD Savings | Input | Installed capacity | Electricity | Condensing power plants | MWe | 134010.68
ES | CD 2050 | Input | Installed capacity | Electricity | Onshore wind | MWe | 58000
ES | CD 2050 | Input | Installed capacity | Electricity | Offshore wind | MWe | 0
ES | CD 2050 | Input | Installed capacity | Electricity | Photovoltaic | MWe | 158000
ES | CD 2050 | Input | Installed capacity | Electricity | River hydro | MWe | 2733
ES | CD 2050 | Input | Installed capacity | Storage | EV battery storage | GWh | 575.67
ES | CD 2050 | Input | Installed capacity | Electricity | CHP plants (electric capacity) | MWe | 954.67
ES | CD 2050 | Input | Installed capacity | Heating | DH - Heat pumps | MWe | 0
ES | CD 2050 | Input | Installed capacity | Heating | DH - Boilers | MWth | 2362.8
ES | CD 2050 | Input | Installed capacity | Electricity | Dammed hydro | MWe | 11151
ES | CD 2050 | Input | Installed capacity | Electricity | Nuclear | MWe | 1460
ES | CD 2050 | Input | Installed capacity | Heating | DH - Electric boilers | MWe | 0
ES | CD 2050 | Input | Installed capacity | Electricity | Geothermal plants | MWe | 64
ES | CD 2050 | Input | Installed capacity | Heating | DH - CHP (thermal capacity) | MWth | 1074
ES | CD 2050 | Input | Installed capacity | Electricity | Concentrated solar power | MWe | 61014
ES | CD 2050 | Input | Installed capacity | Storage | Liquid & gas fuels storage | GWh | 6275.37
ES | CD 2050 | Input | Installed capacity | Storage | Electricity storage | GWh | 31.59
ES | CD 2050 | Input | Installed capacity | Storage | Thermal storage | GWh | 5.92
ES | CD 2050 | Input | Heat supply | District heating | Geothermal | TWh/year | 0
ES | CD 2050 | Input | PES | RES | Geothermal heat | TWh/year | 0
ES | CD 2050 | Input | Installed capacity | Heating | DH - Geothermal | MWth | 0
ES | CD 2050 | Input | Heat supply | District heating | Solar thermal | TWh/year | 0
ES | CD 2050 | Input | Installed capacity | Electricity | Wave & Tidal | MWe | 33
ES | CD 2050 | Input | Installed capacity | Electricity | Condensing power plants | MWe | 143045.33
ES | HRE 2050 | Input | Installed capacity | Electricity | Onshore wind | MWe | 52000
ES | HRE 2050 | Input | Installed capacity | Electricity | Offshore wind | MWe | 9000
ES | HRE 2050 | Input | Installed capacity | Electricity | Photovoltaic | MWe | 147000
ES | HRE 2050 | Input | Installed capacity | Electricity | River hydro | MWe | 2733
ES | HRE 2050 | Input | Installed capacity | Storage | EV battery storage | GWh | 575.67
ES | HRE 2050 | Input | Installed capacity | Electricity | CHP plants (electric capacity) | MWe | 6833
ES | HRE 2050 | Input | Installed capacity | Heating | DH - Heat pumps | MWe | 2000
ES | HRE 2050 | Input | Installed capacity | Heating | DH - Boilers | MWth | 9539
ES | HRE 2050 | Input | Installed capacity | Electricity | Dammed hydro | MWe | 11151
ES | HRE 2050 | Input | Installed capacity | Electricity | Nuclear | MWe | 1460
ES | HRE 2050 | Input | Installed capacity | Heating | DH - Electric boilers | MWe | 2000
ES | HRE 2050 | Input | Installed capacity | Electricity | Geothermal plants | MWe | 64
ES | HRE 2050 | Input | Installed capacity | Heating | DH - CHP (thermal capacity) | MWth | 7687
ES | HRE 2050 | Input | Installed capacity | Electricity | Concentrated solar power | MWe | 61014
ES | HRE 2050 | Input | Installed capacity | Storage | Liquid & gas fuels storage | GWh | 6.28
ES | HRE 2050 | Input | Installed capacity | Storage | Electricity storage | GWh | 32
ES | HRE 2050 | Input | Installed capacity | Storage | Thermal storage | GWh | 209.79
ES | HRE 2050 | Input | Heat supply | District heating | Geothermal | TWh/year | 0
ES | HRE 2050 | Input | PES | RES | Geothermal heat | TWh/year | 0
ES | HRE 2050 | Input | Installed capacity | Heating | DH - Geothermal | MWth | 0
ES | HRE 2050 | Input | Heat supply | District heating | Solar thermal | TWh/year | 1.35
ES | HRE 2050 | Input | Installed capacity | Electricity | Wave & Tidal | MWe | 33
ES | HRE 2050 | Input | Installed capacity | Electricity | Condensing power plants | MWe | 127667
FI | BL 2015 | Input | Installed capacity | Electricity | Onshore wind | MWe | 0
FI | BL 2015 | Input | Installed capacity | Electricity | Offshore wind | MWe | 0
FI | BL 2015 | Input | Installed capacity | Electricity | Photovoltaic | MWe | 0
FI | BL 2015 | Input | Installed capacity | Electricity | River hydro | MWe | 0
FI | BL 2015 | Input | Installed capacity | Storage | EV battery storage | GWh | 0
FI | BL 2015 | Input | Installed capacity | Electricity | CHP plants (electric capacity) | MWe | 5644.01
FI | BL 2015 | Input | Installed capacity | Heating | DH - Heat pumps | MWe | 42.9
FI | BL 2015 | Input | Installed capacity | Heating | DH - Boilers | MWth | 18260.4
FI | BL 2015 | Input | Installed capacity | Electricity | Dammed hydro | MWe | 3035
FI | BL 2015 | Input | Installed capacity | Electricity | Nuclear | MWe | 2752
FI | BL 2015 | Input | Installed capacity | Heating | DH - Electric boilers | MWe | 0
FI | BL 2015 | Input | Installed capacity | Electricity | Geothermal plants | MWe | 0
FI | BL 2015 | Input | Installed capacity | Heating | DH - CHP (thermal capacity) | MWth | 7608.5
FI | BL 2015 | Input | Installed capacity | Electricity | Concentrated solar power | MWe | 0
FI | BL 2015 | Input | Installed capacity | Storage | Liquid & gas fuels storage | GWh | 0
FI | BL 2015 | Input | Installed capacity | Storage | Electricity storage | GWh | 0
FI | BL 2015 | Input | Installed capacity | Storage | Thermal storage | GWh | 62.1
FI | BL 2015 | Input | Heat supply | District heating | Geothermal | TWh/year | 0
FI | BL 2015 | Input | PES | RES | Geothermal heat | TWh/year | 0
FI | BL 2015 | Input | Installed capacity | Heating | DH - Geothermal | MWth | 0
FI | BL 2015 | Input | Heat supply | District heating | Solar thermal | TWh/year | 0
FI | BL 2015 | Input | Installed capacity | Electricity | Wave & Tidal | MWe | 0
FI | BL 2015 | Input | Installed capacity | Electricity | Condensing power plants | MWe | 4355.99
FI | BL 2050 | Input | Installed capacity | Electricity | Onshore wind | MWe | 8984.52
FI | BL 2050 | Input | Installed capacity | Electricity | Offshore wind | MWe | 1000.23
FI | BL 2050 | Input | Installed capacity | Electricity | Photovoltaic | MWe | 4978.79
FI | BL 2050 | Input | Installed capacity | Electricity | River hydro | MWe | 35.64
FI | BL 2050 | Input | Installed capacity | Storage | EV battery storage | GWh | 55.85
FI | BL 2050 | Input | Installed capacity | Electricity | CHP plants (electric capacity) | MWe | 6763.11
FI | BL 2050 | Input | Installed capacity | Heating | DH - Heat pumps | MWe | 42.9
FI | BL 2050 | Input | Installed capacity | Heating | DH - Boilers | MWth | 18260.4
FI | BL 2050 | Input | Installed capacity | Electricity | Dammed hydro | MWe | 4620.53
FI | BL 2050 | Input | Installed capacity | Electricity | Nuclear | MWe | 4600
FI | BL 2050 | Input | Installed capacity | Heating | DH - Electric boilers | MWe | 0
FI | BL 2050 | Input | Installed capacity | Electricity | Geothermal plants | MWe | 0
FI | BL 2050 | Input | Installed capacity | Heating | DH - CHP (thermal capacity) | MWth | 7608.5
FI | BL 2050 | Input | Installed capacity | Electricity | Concentrated solar power | MWe | 0
FI | BL 2050 | Input | Installed capacity | Storage | Liquid & gas fuels storage | GWh | 58.07
FI | BL 2050 | Input | Installed capacity | Storage | Electricity storage | GWh | 0
FI | BL 2050 | Input | Installed capacity | Storage | Thermal storage | GWh | 901.51
FI | BL 2050 | Input | Heat supply | District heating | Geothermal | TWh/year | 0
FI | BL 2050 | Input | PES | RES | Geothermal heat | TWh/year | 0
FI | BL 2050 | Input | Installed capacity | Heating | DH - Geothermal | MWth | 0
FI | BL 2050 | Input | Heat supply | District heating | Solar thermal | TWh/year | 2.86
FI | BL 2050 | Input | Installed capacity | Electricity | Wave & Tidal | MWe | 0
FI | BL 2050 | Input | Installed capacity | Electricity | Condensing power plants | MWe | 5236.89
FI | CD Savings | Input | Installed capacity | Electricity | Onshore wind | MWe | 31500
FI | CD Savings | Input | Installed capacity | Electricity | Offshore wind | MWe | 19800
FI | CD Savings | Input | Installed capacity | Electricity | Photovoltaic | MWe | 41000
FI | CD Savings | Input | Installed capacity | Electricity | River hydro | MWe | 36
FI | CD Savings | Input | Installed capacity | Storage | EV battery storage | GWh | 57.38
FI | CD Savings | Input | Installed capacity | Electricity | CHP plants (electric capacity) | MWe | 4088.51
FI | CD Savings | Input | Installed capacity | Heating | DH - Heat pumps | MWe | 42.9
FI | CD Savings | Input | Installed capacity | Heating | DH - Boilers | MWth | 5617
FI | CD Savings | Input | Installed capacity | Electricity | Dammed hydro | MWe | 4620
FI | CD Savings | Input | Installed capacity | Electricity | Nuclear | MWe | 140
FI | CD Savings | Input | Installed capacity | Heating | DH - Electric boilers | MWe | 0
FI | CD Savings | Input | Installed capacity | Electricity | Geothermal plants | MWe | 0
FI | CD Savings | Input | Installed capacity | Heating | DH - CHP (thermal capacity) | MWth | 7608.5
FI | CD Savings | Input | Installed capacity | Electricity | Concentrated solar power | MWe | 0
FI | CD Savings | Input | Installed capacity | Storage | Liquid & gas fuels storage | GWh | 1146.53
FI | CD Savings | Input | Installed capacity | Storage | Electricity storage | GWh | 0
FI | CD Savings | Input | Installed capacity | Storage | Thermal storage | GWh | 458.59
FI | CD Savings | Input | Heat supply | District heating | Geothermal | TWh/year | 0
FI | CD Savings | Input | PES | RES | Geothermal heat | TWh/year | 0
FI | CD Savings | Input | Installed capacity | Heating | DH - Geothermal | MWth | 0
FI | CD Savings | Input | Heat supply | District heating | Solar thermal | TWh/year | 1.38
FI | CD Savings | Input | Installed capacity | Electricity | Wave & Tidal | MWe | 0
FI | CD Savings | Input | Installed capacity | Electricity | Condensing power plants | MWe | 24911.49
FI | CD 2050 | Input | Installed capacity | Electricity | Onshore wind | MWe | 31500
FI | CD 2050 | Input | Installed capacity | Electricity | Offshore wind | MWe | 19800
FI | CD 2050 | Input | Installed capacity | Electricity | Photovoltaic | MWe | 41000
FI | CD 2050 | Input | Installed capacity | Electricity | River hydro | MWe | 36
FI | CD 2050 | Input | Installed capacity | Storage | EV battery storage | GWh | 57.38
FI | CD 2050 | Input | Installed capacity | Electricity | CHP plants (electric capacity) | MWe | 6763.11
FI | CD 2050 | Input | Installed capacity | Heating | DH - Heat pumps | MWe | 42.9
FI | CD 2050 | Input | Installed capacity | Heating | DH - Boilers | MWth | 18100.8
FI | CD 2050 | Input | Installed capacity | Electricity | Dammed hydro | MWe | 4620
FI | CD 2050 | Input | Installed capacity | Electricity | Nuclear | MWe | 140
FI | CD 2050 | Input | Installed capacity | Heating | DH - Electric boilers | MWe | 0
FI | CD 2050 | Input | Installed capacity | Electricity | Geothermal plants | MWe | 0
FI | CD 2050 | Input | Installed capacity | Heating | DH - CHP (thermal capacity) | MWth | 7608.5
FI | CD 2050 | Input | Installed capacity | Electricity | Concentrated solar power | MWe | 0
FI | CD 2050 | Input | Installed capacity | Storage | Liquid & gas fuels storage | GWh | 1245.64
FI | CD 2050 | Input | Installed capacity | Storage | Electricity storage | GWh | 0
FI | CD 2050 | Input | Installed capacity | Storage | Thermal storage | GWh | 461.4
FI | CD 2050 | Input | Heat supply | District heating | Geothermal | TWh/year | 0
FI | CD 2050 | Input | PES | RES | Geothermal heat | TWh/year | 0
FI | CD 2050 | Input | Installed capacity | Heating | DH - Geothermal | MWth | 0
FI | CD 2050 | Input | Heat supply | District heating | Solar thermal | TWh/year | 1.38
FI | CD 2050 | Input | Installed capacity | Electricity | Wave & Tidal | MWe | 0
FI | CD 2050 | Input | Installed capacity | Electricity | Condensing power plants | MWe | 24736.89
FI | HRE 2050 | Input | Installed capacity | Electricity | Onshore wind | MWe | 29000
FI | HRE 2050 | Input | Installed capacity | Electricity | Offshore wind | MWe | 19000
FI | HRE 2050 | Input | Installed capacity | Electricity | Photovoltaic | MWe | 37000
FI | HRE 2050 | Input | Installed capacity | Electricity | River hydro | MWe | 36
FI | HRE 2050 | Input | Installed capacity | Storage | EV battery storage | GWh | 57.38
FI | HRE 2050 | Input | Installed capacity | Electricity | CHP plants (electric capacity) | MWe | 2572.37
FI | HRE 2050 | Input | Installed capacity | Heating | DH - Heat pumps | MWe | 700
FI | HRE 2050 | Input | Installed capacity | Heating | DH - Boilers | MWth | 5617
FI | HRE 2050 | Input | Installed capacity | Electricity | Dammed hydro | MWe | 4620
FI | HRE 2050 | Input | Installed capacity | Electricity | Nuclear | MWe | 140
FI | HRE 2050 | Input | Installed capacity | Heating | DH - Electric boilers | MWe | 700
FI | HRE 2050 | Input | Installed capacity | Electricity | Geothermal plants | MWe | 0
FI | HRE 2050 | Input | Installed capacity | Heating | DH - CHP (thermal capacity) | MWth | 2893.92
FI | HRE 2050 | Input | Installed capacity | Electricity | Concentrated solar power | MWe | 0
FI | HRE 2050 | Input | Installed capacity | Storage | Liquid & gas fuels storage | GWh | 1146.53
FI | HRE 2050 | Input | Installed capacity | Storage | Electricity storage | GWh | 0
FI | HRE 2050 | Input | Installed capacity | Storage | Thermal storage | GWh | 130.97
FI | HRE 2050 | Input | Heat supply | District heating | Geothermal | TWh/year | 0
FI | HRE 2050 | Input | PES | RES | Geothermal heat | TWh/year | 0
FI | HRE 2050 | Input | Installed capacity | Heating | DH - Geothermal | MWth | 0
FI | HRE 2050 | Input | Heat supply | District heating | Solar thermal | TWh/year | 0.51
FI | HRE 2050 | Input | Installed capacity | Electricity | Wave & Tidal | MWe | 0
FI | HRE 2050 | Input | Installed capacity | Electricity | Condensing power plants | MWe | 26427.63
FR | BL 2015 | Input | Installed capacity | Electricity | Onshore wind | MWe | 5178.48
FR | BL 2015 | Input | Installed capacity | Electricity | Offshore wind | MWe | 0
FR | BL 2015 | Input | Installed capacity | Electricity | Photovoltaic | MWe | 1067.52
FR | BL 2015 | Input | Installed capacity | Electricity | River hydro | MWe | 5339.76
FR | BL 2015 | Input | Installed capacity | Storage | EV battery storage | GWh | 0
FR | BL 2015 | Input | Installed capacity | Electricity | CHP plants (electric capacity) | MWe | 4946.44
FR | BL 2015 | Input | Installed capacity | Heating | DH - Heat pumps | MWe | 5.1
FR | BL 2015 | Input | Installed capacity | Heating | DH - Boilers | MWth | 17235.6
FR | BL 2015 | Input | Installed capacity | Electricity | Dammed hydro | MWe | 12639.24
FR | BL 2015 | Input | Installed capacity | Electricity | Nuclear | MWe | 63260
FR | BL 2015 | Input | Installed capacity | Heating | DH - Electric boilers | MWe | 0
FR | BL 2015 | Input | Installed capacity | Electricity | Geothermal plants | MWe | 0
FR | BL 2015 | Input | Installed capacity | Heating | DH - CHP (thermal capacity) | MWth | 7181.5
FR | BL 2015 | Input | Installed capacity | Electricity | Concentrated solar power | MWe | 0
FR | BL 2015 | Input | Installed capacity | Storage | Liquid & gas fuels storage | GWh | 0
FR | BL 2015 | Input | Installed capacity | Storage | Electricity storage | GWh | 41.87
FR | BL 2015 | Input | Installed capacity | Storage | Thermal storage | GWh | 43.86
FR | BL 2015 | Input | Heat supply | District heating | Geothermal | TWh/year | 5.99
FR | BL 2015 | Input | PES | RES | Geothermal heat | TWh/year | 5.99
FR | BL 2015 | Input | Installed capacity | Heating | DH - Geothermal | MWth | 681.66
FR | BL 2015 | Input | Heat supply | District heating | Solar thermal | TWh/year | 0
FR | BL 2015 | Input | Installed capacity | Electricity | Wave & Tidal | MWe | 0
FR | BL 2015 | Input | Installed capacity | Electricity | Condensing power plants | MWe | 27053.56
FR | BL 2050 | Input | Installed capacity | Electricity | Onshore wind | MWe | 61475.34
FR | BL 2050 | Input | Installed capacity | Electricity | Offshore wind | MWe | 4874.62
FR | BL 2050 | Input | Installed capacity | Electricity | Photovoltaic | MWe | 81728.5
FR | BL 2050 | Input | Installed capacity | Electricity | River hydro | MWe | 5339.76
FR | BL 2050 | Input | Installed capacity | Storage | EV battery storage | GWh | 692.92
FR | BL 2050 | Input | Installed capacity | Electricity | CHP plants (electric capacity) | MWe | 6383.56
FR | BL 2050 | Input | Installed capacity | Heating | DH - Heat pumps | MWe | 5.1
FR | BL 2050 | Input | Installed capacity | Heating | DH - Boilers | MWth | 17235.6
FR | BL 2050 | Input | Installed capacity | Electricity | Dammed hydro | MWe | 22343.81
FR | BL 2050 | Input | Installed capacity | Electricity | Nuclear | MWe | 53908.68
FR | BL 2050 | Input | Installed capacity | Heating | DH - Electric boilers | MWe | 0
FR | BL 2050 | Input | Installed capacity | Electricity | Geothermal plants | MWe | 1226.04
FR | BL 2050 | Input | Installed capacity | Heating | DH - CHP (thermal capacity) | MWth | 7181.5
FR | BL 2050 | Input | Installed capacity | Electricity | Concentrated solar power | MWe | 0
FR | BL 2050 | Input | Installed capacity | Storage | Liquid & gas fuels storage | GWh | 1107.98
FR | BL 2050 | Input | Installed capacity | Storage | Electricity storage | GWh | 41.87
FR | BL 2050 | Input | Installed capacity | Storage | Thermal storage | GWh | 926.7
FR | BL 2050 | Input | Heat supply | District heating | Geothermal | TWh/year | 2.4
FR | BL 2050 | Input | PES | RES | Geothermal heat | TWh/year | 2.4
FR | BL 2050 | Input | Installed capacity | Heating | DH - Geothermal | MWth | 273.23
FR | BL 2050 | Input | Heat supply | District heating | Solar thermal | TWh/year | 2.97
FR | BL 2050 | Input | Installed capacity | Electricity | Wave & Tidal | MWe | 0
FR | BL 2050 | Input | Installed capacity | Electricity | Condensing power plants | MWe | 81616.44
FR | CD Savings | Input | Installed capacity | Electricity | Onshore wind | MWe | 333000
FR | CD Savings | Input | Installed capacity | Electricity | Offshore wind | MWe | 0
FR | CD Savings | Input | Installed capacity | Electricity | Photovoltaic | MWe | 188000
FR | CD Savings | Input | Installed capacity | Electricity | River hydro | MWe | 5347
FR | CD Savings | Input | Installed capacity | Storage | EV battery storage | GWh | 704.05
FR | CD Savings | Input | Installed capacity | Electricity | CHP plants (electric capacity) | MWe | 3094.65
FR | CD Savings | Input | Installed capacity | Heating | DH - Heat pumps | MWe | 5.1
FR | CD Savings | Input | Installed capacity | Heating | DH - Boilers | MWth | 5494
FR | CD Savings | Input | Installed capacity | Electricity | Dammed hydro | MWe | 22343
FR | CD Savings | Input | Installed capacity | Electricity | Nuclear | MWe | 17618
FR | CD Savings | Input | Installed capacity | Heating | DH - Electric boilers | MWe | 0
FR | CD Savings | Input | Installed capacity | Electricity | Geothermal plants | MWe | 74
FR | CD Savings | Input | Installed capacity | Heating | DH - CHP (thermal capacity) | MWth | 7181.5
FR | CD Savings | Input | Installed capacity | Electricity | Concentrated solar power | MWe | 0
FR | CD Savings | Input | Installed capacity | Storage | Liquid & gas fuels storage | GWh | 8125.73
FR | CD Savings | Input | Installed capacity | Storage | Electricity storage | GWh | 41.87
FR | CD Savings | Input | Installed capacity | Storage | Thermal storage | GWh | 35.69
FR | CD Savings | Input | Heat supply | District heating | Geothermal | TWh/year | 0
FR | CD Savings | Input | PES | RES | Geothermal heat | TWh/year | 0
FR | CD Savings | Input | Installed capacity | Heating | DH - Geothermal | MWth | 0
FR | CD Savings | Input | Heat supply | District heating | Solar thermal | TWh/year | 0
FR | CD Savings | Input | Installed capacity | Electricity | Wave & Tidal | MWe | 11263
FR | CD Savings | Input | Installed capacity | Electricity | Condensing power plants | MWe | 203905.35
FR | CD 2050 | Input | Installed capacity | Electricity | Onshore wind | MWe | 333000
FR | CD 2050 | Input | Installed capacity | Electricity | Offshore wind | MWe | 0
FR | CD 2050 | Input | Installed capacity | Electricity | Photovoltaic | MWe | 188000
FR | CD 2050 | Input | Installed capacity | Electricity | River hydro | MWe | 5347
FR | CD 2050 | Input | Installed capacity | Storage | EV battery storage | GWh | 704.05
FR | CD 2050 | Input | Installed capacity | Electricity | CHP plants (electric capacity) | MWe | 6383.56
FR | CD 2050 | Input | Installed capacity | Heating | DH - Heat pumps | MWe | 5.1
FR | CD 2050 | Input | Installed capacity | Heating | DH - Boilers | MWth | 15891.6
FR | CD 2050 | Input | Installed capacity | Electricity | Dammed hydro | MWe | 22343
FR | CD 2050 | Input | Installed capacity | Electricity | Nuclear | MWe | 17618
FR | CD 2050 | Input | Installed capacity | Heating | DH - Electric boilers | MWe | 0
FR | CD 2050 | Input | Installed capacity | Electricity | Geothermal plants | MWe | 74
FR | CD 2050 | Input | Installed capacity | Heating | DH - CHP (thermal capacity) | MWth | 7181.5
FR | CD 2050 | Input | Installed capacity | Electricity | Concentrated solar power | MWe | 0
FR | CD 2050 | Input | Installed capacity | Storage | Liquid & gas fuels storage | GWh | 8260.1
FR | CD 2050 | Input | Installed capacity | Storage | Electricity storage | GWh | 41.87
FR | CD 2050 | Input | Installed capacity | Storage | Thermal storage | GWh | 42.32
FR | CD 2050 | Input | Heat supply | District heating | Geothermal | TWh/year | 0
FR | CD 2050 | Input | PES | RES | Geothermal heat | TWh/year | 0
FR | CD 2050 | Input | Installed capacity | Heating | DH - Geothermal | MWth | 0
FR | CD 2050 | Input | Heat supply | District heating | Solar thermal | TWh/year | 0
FR | CD 2050 | Input | Installed capacity | Electricity | Wave & Tidal | MWe | 11263
FR | CD 2050 | Input | Installed capacity | Electricity | Condensing power plants | MWe | 212116.44
FR | HRE 2050 | Input | Installed capacity | Electricity | Onshore wind | MWe | 313000
FR | HRE 2050 | Input | Installed capacity | Electricity | Offshore wind | MWe | 4000
FR | HRE 2050 | Input | Installed capacity | Electricity | Photovoltaic | MWe | 190000
FR | HRE 2050 | Input | Installed capacity | Electricity | River hydro | MWe | 5347
FR | HRE 2050 | Input | Installed capacity | Storage | EV battery storage | GWh | 704.05
FR | HRE 2050 | Input | Installed capacity | Electricity | CHP plants (electric capacity) | MWe | 6357.57
FR | HRE 2050 | Input | Installed capacity | Heating | DH - Heat pumps | MWe | 1600
FR | HRE 2050 | Input | Installed capacity | Heating | DH - Boilers | MWth | 5494
FR | HRE 2050 | Input | Installed capacity | Electricity | Dammed hydro | MWe | 22343
FR | HRE 2050 | Input | Installed capacity | Electricity | Nuclear | MWe | 17618
FR | HRE 2050 | Input | Installed capacity | Heating | DH - Electric boilers | MWe | 1600
FR | HRE 2050 | Input | Installed capacity | Electricity | Geothermal plants | MWe | 74
FR | HRE 2050 | Input | Installed capacity | Heating | DH - CHP (thermal capacity) | MWth | 7152.27
FR | HRE 2050 | Input | Installed capacity | Electricity | Concentrated solar power | MWe | 0
FR | HRE 2050 | Input | Installed capacity | Storage | Liquid & gas fuels storage | GWh | 8125.73
FR | HRE 2050 | Input | Installed capacity | Storage | Electricity storage | GWh | 41.87
FR | HRE 2050 | Input | Installed capacity | Storage | Thermal storage | GWh | 198.97
FR | HRE 2050 | Input | Heat supply | District heating | Geothermal | TWh/year | 7.33
FR | HRE 2050 | Input | PES | RES | Geothermal heat | TWh/year | 7.33
FR | HRE 2050 | Input | Installed capacity | Heating | DH - Geothermal | MWth | 834.21
FR | HRE 2050 | Input | Heat supply | District heating | Solar thermal | TWh/year | 1.26
FR | HRE 2050 | Input | Installed capacity | Electricity | Wave & Tidal | MWe | 11263
FR | HRE 2050 | Input | Installed capacity | Electricity | Condensing power plants | MWe | 200642.43
HU | BL 2015 | Input | Installed capacity | Electricity | Onshore wind | MWe | 232
HU | BL 2015 | Input | Installed capacity | Electricity | Offshore wind | MWe | 0
HU | BL 2015 | Input | Installed capacity | Electricity | Photovoltaic | MWe | 0
HU | BL 2015 | Input | Installed capacity | Electricity | River hydro | MWe | 49
HU | BL 2015 | Input | Installed capacity | Storage | EV battery storage | GWh | 0
HU | BL 2015 | Input | Installed capacity | Electricity | CHP plants (electric capacity) | MWe | 1279.47
HU | BL 2015 | Input | Installed capacity | Heating | DH - Heat pumps | MWe | 0
HU | BL 2015 | Input | Installed capacity | Heating | DH - Boilers | MWth | 4994.4
HU | BL 2015 | Input | Installed capacity | Electricity | Dammed hydro | MWe | 0
HU | BL 2015 | Input | Installed capacity | Electricity | Nuclear | MWe | 1889
HU | BL 2015 | Input | Installed capacity | Heating | DH - Electric boilers | MWe | 0
HU | BL 2015 | Input | Installed capacity | Electricity | Geothermal plants | MWe | 0
HU | BL 2015 | Input | Installed capacity | Heating | DH - CHP (thermal capacity) | MWth | 2081
HU | BL 2015 | Input | Installed capacity | Electricity | Concentrated solar power | MWe | 0
HU | BL 2015 | Input | Installed capacity | Storage | Liquid & gas fuels storage | GWh | 0
HU | BL 2015 | Input | Installed capacity | Storage | Electricity storage | GWh | 0
HU | BL 2015 | Input | Installed capacity | Storage | Thermal storage | GWh | 15.25
HU | BL 2015 | Input | Heat supply | District heating | Geothermal | TWh/year | 0.06
HU | BL 2015 | Input | PES | RES | Geothermal heat | TWh/year | 0.06
HU | BL 2015 | Input | Installed capacity | Heating | DH - Geothermal | MWth | 7.02
HU | BL 2015 | Input | Heat supply | District heating | Solar thermal | TWh/year | 0
HU | BL 2015 | Input | Installed capacity | Electricity | Wave & Tidal | MWe | 0
HU | BL 2015 | Input | Installed capacity | Electricity | Condensing power plants | MWe | 4240.53
HU | BL 2050 | Input | Installed capacity | Electricity | Onshore wind | MWe | 4265.32
HU | BL 2050 | Input | Installed capacity | Electricity | Offshore wind | MWe | 0
HU | BL 2050 | Input | Installed capacity | Electricity | Photovoltaic | MWe | 4329.13
HU | BL 2050 | Input | Installed capacity | Electricity | River hydro | MWe | 49
HU | BL 2050 | Input | Installed capacity | Storage | EV battery storage | GWh | 80.23
HU | BL 2050 | Input | Installed capacity | Electricity | CHP plants (electric capacity) | MWe | 1849.78
HU | BL 2050 | Input | Installed capacity | Heating | DH - Heat pumps | MWe | 0
HU | BL 2050 | Input | Installed capacity | Heating | DH - Boilers | MWth | 4994.4
HU | BL 2050 | Input | Installed capacity | Electricity | Dammed hydro | MWe | 0
HU | BL 2050 | Input | Installed capacity | Electricity | Nuclear | MWe | 3049.36
HU | BL 2050 | Input | Installed capacity | Heating | DH - Electric boilers | MWe | 0
HU | BL 2050 | Input | Installed capacity | Electricity | Geothermal plants | MWe | 526.14
HU | BL 2050 | Input | Installed capacity | Heating | DH - CHP (thermal capacity) | MWth | 2081
HU | BL 2050 | Input | Installed capacity | Electricity | Concentrated solar power | MWe | 0
HU | BL 2050 | Input | Installed capacity | Storage | Liquid & gas fuels storage | GWh | 160.73
HU | BL 2050 | Input | Installed capacity | Storage | Electricity storage | GWh | 0
HU | BL 2050 | Input | Installed capacity | Storage | Thermal storage | GWh | 131.57
HU | BL 2050 | Input | Heat supply | District heating | Geothermal | TWh/year | 0.15
HU | BL 2050 | Input | PES | RES | Geothermal heat | TWh/year | 0.15
HU | BL 2050 | Input | Installed capacity | Heating | DH - Geothermal | MWth | 17.49
HU | BL 2050 | Input | Heat supply | District heating | Solar thermal | TWh/year | 0.4
HU | BL 2050 | Input | Installed capacity | Electricity | Wave & Tidal | MWe | 0
HU | BL 2050 | Input | Installed capacity | Electricity | Condensing power plants | MWe | 6150.22
HU | CD Savings | Input | Installed capacity | Electricity | Onshore wind | MWe | 22000
HU | CD Savings | Input | Installed capacity | Electricity | Offshore wind | MWe | 0
HU | CD Savings | Input | Installed capacity | Electricity | Photovoltaic | MWe | 18000
HU | CD Savings | Input | Installed capacity | Electricity | River hydro | MWe | 49
HU | CD Savings | Input | Installed capacity | Storage | EV battery storage | GWh | 84.71
HU | CD Savings | Input | Installed capacity | Electricity | CHP plants (electric capacity) | MWe | 800
HU | CD Savings | Input | Installed capacity | Heating | DH - Heat pumps | MWe | 0
HU | CD Savings | Input | Installed capacity | Heating | DH - Boilers | MWth | 2668
HU | CD Savings | Input | Installed capacity | Electricity | Dammed hydro | MWe | 0
HU | CD Savings | Input | Installed capacity | Electricity | Nuclear | MWe | 386
HU | CD Savings | Input | Installed capacity | Heating | DH - Electric boilers | MWe | 0
HU | CD Savings | Input | Installed capacity | Electricity | Geothermal plants | MWe | 335
HU | CD Savings | Input | Installed capacity | Heating | DH - CHP (thermal capacity) | MWth | 2081
HU | CD Savings | Input | Installed capacity | Electricity | Concentrated solar power | MWe | 0
HU | CD Savings | Input | Installed capacity | Storage | Liquid & gas fuels storage | GWh | 545.38
HU | CD Savings | Input | Installed capacity | Storage | Electricity storage | GWh | 0
HU | CD Savings | Input | Installed capacity | Storage | Thermal storage | GWh | 127.13
HU | CD Savings | Input | Heat supply | District heating | Geothermal | TWh/year | 0.15
HU | CD Savings | Input | PES | RES | Geothermal heat | TWh/year | 0.15
HU | CD Savings | Input | Installed capacity | Heating | DH - Geothermal | MWth | 17.2
HU | CD Savings | Input | Heat supply | District heating | Solar thermal | TWh/year | 0.4
HU | CD Savings | Input | Installed capacity | Electricity | Wave & Tidal | MWe | 0
HU | CD Savings | Input | Installed capacity | Electricity | Condensing power plants | MWe | 16700
HU | CD 2050 | Input | Installed capacity | Electricity | Onshore wind | MWe | 22000
HU | CD 2050 | Input | Installed capacity | Electricity | Offshore wind | MWe | 0
HU | CD 2050 | Input | Installed capacity | Electricity | Photovoltaic | MWe | 18000
HU | CD 2050 | Input | Installed capacity | Electricity | River hydro | MWe | 49
HU | CD 2050 | Input | Installed capacity | Storage | EV battery storage | GWh | 84.71
HU | CD 2050 | Input | Installed capacity | Electricity | CHP plants (electric capacity) | MWe | 1849.78
HU | CD 2050 | Input | Installed capacity | Heating | DH - Heat pumps | MWe | 0
HU | CD 2050 | Input | Installed capacity | Heating | DH - Boilers | MWth | 4868.4
HU | CD 2050 | Input | Installed capacity | Electricity | Dammed hydro | MWe | 0
HU | CD 2050 | Input | Installed capacity | Electricity | Nuclear | MWe | 386
HU | CD 2050 | Input | Installed capacity | Heating | DH - Electric boilers | MWe | 0
HU | CD 2050 | Input | Installed capacity | Electricity | Geothermal plants | MWe | 335
HU | CD 2050 | Input | Installed capacity | Heating | DH - CHP (thermal capacity) | MWth | 2081
HU | CD 2050 | Input | Installed capacity | Electricity | Concentrated solar power | MWe | 0
HU | CD 2050 | Input | Installed capacity | Storage | Liquid & gas fuels storage | GWh | 580.77
HU | CD 2050 | Input | Installed capacity | Storage | Electricity storage | GWh | 0
HU | CD 2050 | Input | Installed capacity | Storage | Thermal storage | GWh | 129.71
HU | CD 2050 | Input | Heat supply | District heating | Geothermal | TWh/year | 0.15
HU | CD 2050 | Input | PES | RES | Geothermal heat | TWh/year | 0.15
HU | CD 2050 | Input | Installed capacity | Heating | DH - Geothermal | MWth | 17.2
HU | CD 2050 | Input | Heat supply | District heating | Solar thermal | TWh/year | 0.4
HU | CD 2050 | Input | Installed capacity | Electricity | Wave & Tidal | MWe | 0
HU | CD 2050 | Input | Installed capacity | Electricity | Condensing power plants | MWe | 15150.22
HU | HRE 2050 | Input | Installed capacity | Electricity | Onshore wind | MWe | 21000
HU | HRE 2050 | Input | Installed capacity | Electricity | Offshore wind | MWe | 0
HU | HRE 2050 | Input | Installed capacity | Electricity | Photovoltaic | MWe | 18000
HU | HRE 2050 | Input | Installed capacity | Electricity | River hydro | MWe | 49
HU | HRE 2050 | Input | Installed capacity | Storage | EV battery storage | GWh | 84.71
HU | HRE 2050 | Input | Installed capacity | Electricity | CHP plants (electric capacity) | MWe | 988.36
HU | HRE 2050 | Input | Installed capacity | Heating | DH - Heat pumps | MWe | 250
HU | HRE 2050 | Input | Installed capacity | Heating | DH - Boilers | MWth | 2668
HU | HRE 2050 | Input | Installed capacity | Electricity | Dammed hydro | MWe | 0
HU | HRE 2050 | Input | Installed capacity | Electricity | Nuclear | MWe | 386
HU | HRE 2050 | Input | Installed capacity | Heating | DH - Electric boilers | MWe | 250
HU | HRE 2050 | Input | Installed capacity | Electricity | Geothermal plants | MWe | 335
HU | HRE 2050 | Input | Installed capacity | Heating | DH - CHP (thermal capacity) | MWth | 1111.91
HU | HRE 2050 | Input | Installed capacity | Electricity | Concentrated solar power | MWe | 0
HU | HRE 2050 | Input | Installed capacity | Storage | Liquid & gas fuels storage | GWh | 545.38
HU | HRE 2050 | Input | Installed capacity | Storage | Electricity storage | GWh | 0
HU | HRE 2050 | Input | Installed capacity | Storage | Thermal storage | GWh | 70.22
HU | HRE 2050 | Input | Heat supply | District heating | Geothermal | TWh/year | 0.28
HU | HRE 2050 | Input | PES | RES | Geothermal heat | TWh/year | 0.28
HU | HRE 2050 | Input | Installed capacity | Heating | DH - Geothermal | MWth | 32.27
HU | HRE 2050 | Input | Heat supply | District heating | Solar thermal | TWh/year | 0.29
HU | HRE 2050 | Input | Installed capacity | Electricity | Wave & Tidal | MWe | 0
HU | HRE 2050 | Input | Installed capacity | Electricity | Condensing power plants | MWe | 16511.64
IT | BL 2015 | Input | Installed capacity | Electricity | Onshore wind | MWe | 5482.94
IT | BL 2015 | Input | Installed capacity | Electricity | Offshore wind | MWe | 0
IT | BL 2015 | Input | Installed capacity | Electricity | Photovoltaic | MWe | 3466.37
IT | BL 2015 | Input | Installed capacity | Electricity | River hydro | MWe | 2299.2
IT | BL 2015 | Input | Installed capacity | Storage | EV battery storage | GWh | 0
IT | BL 2015 | Input | Installed capacity | Electricity | CHP plants (electric capacity) | MWe | 4703.52
IT | BL 2015 | Input | Installed capacity | Heating | DH - Heat pumps | MWe | 11
IT | BL 2015 | Input | Installed capacity | Heating | DH - Boilers | MWth | 15786
IT | BL 2015 | Input | Installed capacity | Electricity | Dammed hydro | MWe | 11228.8
IT | BL 2015 | Input | Installed capacity | Electricity | Nuclear | MWe | 0
IT | BL 2015 | Input | Installed capacity | Heating | DH - Electric boilers | MWe | 0
IT | BL 2015 | Input | Installed capacity | Electricity | Geothermal plants | MWe | 619.9
IT | BL 2015 | Input | Installed capacity | Heating | DH - CHP (thermal capacity) | MWth | 6577.5
IT | BL 2015 | Input | Installed capacity | Electricity | Concentrated solar power | MWe | 0
IT | BL 2015 | Input | Installed capacity | Storage | Liquid & gas fuels storage | GWh | 0
IT | BL 2015 | Input | Installed capacity | Storage | Electricity storage | GWh | 45.3
IT | BL 2015 | Input | Installed capacity | Storage | Thermal storage | GWh | 36.09
IT | BL 2015 | Input | Heat supply | District heating | Geothermal | TWh/year | 0.3
IT | BL 2015 | Input | PES | RES | Geothermal heat | TWh/year | 0.3
IT | BL 2015 | Input | Installed capacity | Heating | DH - Geothermal | MWth | 33.87
IT | BL 2015 | Input | Heat supply | District heating | Solar thermal | TWh/year | 0
IT | BL 2015 | Input | Installed capacity | Electricity | Wave & Tidal | MWe | 0
IT | BL 2015 | Input | Installed capacity | Electricity | Condensing power plants | MWe | 57965.48
IT | BL 2050 | Input | Installed capacity | Electricity | Onshore wind | MWe | 40966.54
IT | BL 2050 | Input | Installed capacity | Electricity | Offshore wind | MWe | 0
IT | BL 2050 | Input | Installed capacity | Electricity | Photovoltaic | MWe | 52140.84
IT | BL 2050 | Input | Installed capacity | Electricity | River hydro | MWe | 2299.2
IT | BL 2050 | Input | Installed capacity | Storage | EV battery storage | GWh | 447.92
IT | BL 2050 | Input | Installed capacity | Electricity | CHP plants (electric capacity) | MWe | 5846.67
IT | BL 2050 | Input | Installed capacity | Heating | DH - Heat pumps | MWe | 11
IT | BL 2050 | Input | Installed capacity | Heating | DH - Boilers | MWth | 15786
IT | BL 2050 | Input | Installed capacity | Electricity | Dammed hydro | MWe | 17373.38
IT | BL 2050 | Input | Installed capacity | Electricity | Nuclear | MWe | 0
IT | BL 2050 | Input | Installed capacity | Heating | DH - Electric boilers | MWe | 0
IT | BL 2050 | Input | Installed capacity | Electricity | Geothermal plants | MWe | 1896.46
IT | BL 2050 | Input | Installed capacity | Heating | DH - CHP (thermal capacity) | MWth | 6577.5
IT | BL 2050 | Input | Installed capacity | Electricity | Concentrated solar power | MWe | 0
IT | BL 2050 | Input | Installed capacity | Storage | Liquid & gas fuels storage | GWh | 1335.01
IT | BL 2050 | Input | Installed capacity | Storage | Electricity storage | GWh | 45.3
IT | BL 2050 | Input | Installed capacity | Storage | Thermal storage | GWh | 105.61
IT | BL 2050 | Input | Heat supply | District heating | Geothermal | TWh/year | 0.47
IT | BL 2050 | Input | PES | RES | Geothermal heat | TWh/year | 0.47
IT | BL 2050 | Input | Installed capacity | Heating | DH - Geothermal | MWth | 53.23
IT | BL 2050 | Input | Heat supply | District heating | Solar thermal | TWh/year | 0.23
IT | BL 2050 | Input | Installed capacity | Electricity | Wave & Tidal | MWe | 0
IT | BL 2050 | Input | Installed capacity | Electricity | Condensing power plants | MWe | 77153.33
IT | CD Savings | Input | Installed capacity | Electricity | Onshore wind | MWe | 78000
IT | CD Savings | Input | Installed capacity | Electricity | Offshore wind | MWe | 0
IT | CD Savings | Input | Installed capacity | Electricity | Photovoltaic | MWe | 276000
IT | CD Savings | Input | Installed capacity | Electricity | River hydro | MWe | 4726
IT | CD Savings | Input | Installed capacity | Storage | EV battery storage | GWh | 795.7
IT | CD Savings | Input | Installed capacity | Electricity | CHP plants (electric capacity) | MWe | 2869.15
IT | CD Savings | Input | Installed capacity | Heating | DH - Heat pumps | MWe | 11
IT | CD Savings | Input | Installed capacity | Heating | DH - Boilers | MWth | 59107
IT | CD Savings | Input | Installed capacity | Electricity | Dammed hydro | MWe | 17374
IT | CD Savings | Input | Installed capacity | Electricity | Nuclear | MWe | 0
IT | CD Savings | Input | Installed capacity | Heating | DH - Electric boilers | MWe | 0
IT | CD Savings | Input | Installed capacity | Electricity | Geothermal plants | MWe | 817
IT | CD Savings | Input | Installed capacity | Heating | DH - CHP (thermal capacity) | MWth | 6577.5
IT | CD Savings | Input | Installed capacity | Electricity | Concentrated solar power | MWe | 37755
IT | CD Savings | Input | Installed capacity | Storage | Liquid & gas fuels storage | GWh | 6705.49
IT | CD Savings | Input | Installed capacity | Storage | Electricity storage | GWh | 45.3
IT | CD Savings | Input | Installed capacity | Storage | Thermal storage | GWh | 100.52
IT | CD Savings | Input | Heat supply | District heating | Geothermal | TWh/year | 0.47
IT | CD Savings | Input | PES | RES | Geothermal heat | TWh/year | 0.47
IT | CD Savings | Input | Installed capacity | Heating | DH - Geothermal | MWth | 53.22
IT | CD Savings | Input | Heat supply | District heating | Solar thermal | TWh/year | 0.23
IT | CD Savings | Input | Installed capacity | Electricity | Wave & Tidal | MWe | 0
IT | CD Savings | Input | Installed capacity | Electricity | Condensing power plants | MWe | 153130.85
IT | CD 2050 | Input | Installed capacity | Electricity | Onshore wind | MWe | 78000
IT | CD 2050 | Input | Installed capacity | Electricity | Offshore wind | MWe | 0
IT | CD 2050 | Input | Installed capacity | Electricity | Photovoltaic | MWe | 276000
IT | CD 2050 | Input | Installed capacity | Electricity | River hydro | MWe | 4726
IT | CD 2050 | Input | Installed capacity | Storage | EV battery storage | GWh | 795.7
IT | CD 2050 | Input | Installed capacity | Electricity | CHP plants (electric capacity) | MWe | 5846.67
IT | CD 2050 | Input | Installed capacity | Heating | DH - Heat pumps | MWe | 11
IT | CD 2050 | Input | Installed capacity | Heating | DH - Boilers | MWth | 15438
IT | CD 2050 | Input | Installed capacity | Electricity | Dammed hydro | MWe | 17374
IT | CD 2050 | Input | Installed capacity | Electricity | Nuclear | MWe | 0
IT | CD 2050 | Input | Installed capacity | Heating | DH - Electric boilers | MWe | 0
IT | CD 2050 | Input | Installed capacity | Electricity | Geothermal plants | MWe | 817
IT | CD 2050 | Input | Installed capacity | Heating | DH - CHP (thermal capacity) | MWth | 6577.5
IT | CD 2050 | Input | Installed capacity | Electricity | Concentrated solar power | MWe | 37755
IT | CD 2050 | Input | Installed capacity | Storage | Liquid & gas fuels storage | GWh | 6705.49
IT | CD 2050 | Input | Installed capacity | Storage | Electricity storage | GWh | 45.3
IT | CD 2050 | Input | Installed capacity | Storage | Thermal storage | GWh | 105.63
IT | CD 2050 | Input | Heat supply | District heating | Geothermal | TWh/year | 0.47
IT | CD 2050 | Input | PES | RES | Geothermal heat | TWh/year | 0.47
IT | CD 2050 | Input | Installed capacity | Heating | DH - Geothermal | MWth | 53.22
IT | CD 2050 | Input | Heat supply | District heating | Solar thermal | TWh/year | 0.23
IT | CD 2050 | Input | Installed capacity | Electricity | Wave & Tidal | MWe | 0
IT | CD 2050 | Input | Installed capacity | Electricity | Condensing power plants | MWe | 155153.33
IT | HRE 2050 | Input | Installed capacity | Electricity | Onshore wind | MWe | 77000
IT | HRE 2050 | Input | Installed capacity | Electricity | Offshore wind | MWe | 0
IT | HRE 2050 | Input | Installed capacity | Electricity | Photovoltaic | MWe | 268000
IT | HRE 2050 | Input | Installed capacity | Electricity | River hydro | MWe | 4726
IT | HRE 2050 | Input | Installed capacity | Storage | EV battery storage | GWh | 795.7
IT | HRE 2050 | Input | Installed capacity | Electricity | CHP plants (electric capacity) | MWe | 17885.73
IT | HRE 2050 | Input | Installed capacity | Heating | DH - Heat pumps | MWe | 2600
IT | HRE 2050 | Input | Installed capacity | Heating | DH - Boilers | MWth | 59107
IT | HRE 2050 | Input | Installed capacity | Electricity | Dammed hydro | MWe | 17374
IT | HRE 2050 | Input | Installed capacity | Electricity | Nuclear | MWe | 0
IT | HRE 2050 | Input | Installed capacity | Heating | DH - Electric boilers | MWe | 2600
IT | HRE 2050 | Input | Installed capacity | Electricity | Geothermal plants | MWe | 817
IT | HRE 2050 | Input | Installed capacity | Heating | DH - CHP (thermal capacity) | MWth | 20121.44
IT | HRE 2050 | Input | Installed capacity | Electricity | Concentrated solar power | MWe | 37755
IT | HRE 2050 | Input | Installed capacity | Storage | Liquid & gas fuels storage | GWh | 6705.49
IT | HRE 2050 | Input | Installed capacity | Storage | Electricity storage | GWh | 45.3
IT | HRE 2050 | Input | Installed capacity | Storage | Thermal storage | GWh | 199.91
IT | HRE 2050 | Input | Heat supply | District heating | Geothermal | TWh/year | 6.43
IT | HRE 2050 | Input | PES | RES | Geothermal heat | TWh/year | 6.43
IT | HRE 2050 | Input | Installed capacity | Heating | DH - Geothermal | MWth | 732.22
IT | HRE 2050 | Input | Heat supply | District heating | Solar thermal | TWh/year | 1.77
IT | HRE 2050 | Input | Installed capacity | Electricity | Wave & Tidal | MWe | 0
IT | HRE 2050 | Input | Installed capacity | Electricity | Condensing power plants | MWe | 138114.27
NL | BL 2015 | Input | Installed capacity | Electricity | Onshore wind | MWe | 1992.32
NL | BL 2015 | Input | Installed capacity | Electricity | Offshore wind | MWe | 228
NL | BL 2015 | Input | Installed capacity | Electricity | Photovoltaic | MWe | 0
NL | BL 2015 | Input | Installed capacity | Electricity | River hydro | MWe | 37
NL | BL 2015 | Input | Installed capacity | Storage | EV battery storage | GWh | 0
NL | BL 2015 | Input | Installed capacity | Electricity | CHP plants (electric capacity) | MWe | 3193.32
NL | BL 2015 | Input | Installed capacity | Heating | DH - Heat pumps | MWe | 0
NL | BL 2015 | Input | Installed capacity | Heating | DH - Boilers | MWth | 9447.6
NL | BL 2015 | Input | Installed capacity | Electricity | Dammed hydro | MWe | 0
NL | BL 2015 | Input | Installed capacity | Electricity | Nuclear | MWe | 482
NL | BL 2015 | Input | Installed capacity | Heating | DH - Electric boilers | MWe | 0
NL | BL 2015 | Input | Installed capacity | Electricity | Geothermal plants | MWe | 0
NL | BL 2015 | Input | Installed capacity | Heating | DH - CHP (thermal capacity) | MWth | 3936.5
NL | BL 2015 | Input | Installed capacity | Electricity | Concentrated solar power | MWe | 0
NL | BL 2015 | Input | Installed capacity | Storage | Liquid & gas fuels storage | GWh | 0
NL | BL 2015 | Input | Installed capacity | Storage | Electricity storage | GWh | 0
NL | BL 2015 | Input | Installed capacity | Storage | Thermal storage | GWh | 25.71
NL | BL 2015 | Input | Heat supply | District heating | Geothermal | TWh/year | 0
NL | BL 2015 | Input | PES | RES | Geothermal heat | TWh/year | 0
NL | BL 2015 | Input | Installed capacity | Heating | DH - Geothermal | MWth | 0
NL | BL 2015 | Input | Heat supply | District heating | Solar thermal | TWh/year | 0
NL | BL 2015 | Input | Installed capacity | Electricity | Wave & Tidal | MWe | 0
NL | BL 2015 | Input | Installed capacity | Electricity | Condensing power plants | MWe | 24669.68
NL | BL 2050 | Input | Installed capacity | Electricity | Onshore wind | MWe | 5688.19
NL | BL 2050 | Input | Installed capacity | Electricity | Offshore wind | MWe | 11865
NL | BL 2050 | Input | Installed capacity | Electricity | Photovoltaic | MWe | 10776.87
NL | BL 2050 | Input | Installed capacity | Electricity | River hydro | MWe | 37
NL | BL 2050 | Input | Installed capacity | Storage | EV battery storage | GWh | 164.19
NL | BL 2050 | Input | Installed capacity | Electricity | CHP plants (electric capacity) | MWe | 3499.11
NL | BL 2050 | Input | Installed capacity | Heating | DH - Heat pumps | MWe | 0
NL | BL 2050 | Input | Installed capacity | Heating | DH - Boilers | MWth | 9447.6
NL | BL 2050 | Input | Installed capacity | Electricity | Dammed hydro | MWe | 0
NL | BL 2050 | Input | Installed capacity | Electricity | Nuclear | MWe | 1200
NL | BL 2050 | Input | Installed capacity | Heating | DH - Electric boilers | MWe | 0
NL | BL 2050 | Input | Installed capacity | Electricity | Geothermal plants | MWe | 367.56
NL | BL 2050 | Input | Installed capacity | Heating | DH - CHP (thermal capacity) | MWth | 3936.5
NL | BL 2050 | Input | Installed capacity | Electricity | Concentrated solar power | MWe | 0
NL | BL 2050 | Input | Installed capacity | Storage | Liquid & gas fuels storage | GWh | 16.78
NL | BL 2050 | Input | Installed capacity | Storage | Electricity storage | GWh | 0
NL | BL 2050 | Input | Installed capacity | Storage | Thermal storage | GWh | 28.09
NL | BL 2050 | Input | Heat supply | District heating | Geothermal | TWh/year | 0
NL | BL 2050 | Input | PES | RES | Geothermal heat | TWh/year | 0
NL | BL 2050 | Input | Installed capacity | Heating | DH - Geothermal | MWth | 0
NL | BL 2050 | Input | Heat supply | District heating | Solar thermal | TWh/year | 0
NL | BL 2050 | Input | Installed capacity | Electricity | Wave & Tidal | MWe | 0
NL | BL 2050 | Input | Installed capacity | Electricity | Condensing power plants | MWe | 19500.89
NL | CD Savings | Input | Installed capacity | Electricity | Onshore wind | MWe | 38000
NL | CD Savings | Input | Installed capacity | Electricity | Offshore wind | MWe | 48750
NL | CD Savings | Input | Installed capacity | Electricity | Photovoltaic | MWe | 42000
NL | CD Savings | Input | Installed capacity | Electricity | River hydro | MWe | 37
NL | CD Savings | Input | Installed capacity | Storage | EV battery storage | GWh | 167.57
NL | CD Savings | Input | Installed capacity | Electricity | CHP plants (electric capacity) | MWe | 1976.02
NL | CD Savings | Input | Installed capacity | Heating | DH - Heat pumps | MWe | 0
NL | CD Savings | Input | Installed capacity | Heating | DH - Boilers | MWth | 12420
NL | CD Savings | Input | Installed capacity | Electricity | Dammed hydro | MWe | 0
NL | CD Savings | Input | Installed capacity | Electricity | Nuclear | MWe | 0
NL | CD Savings | Input | Installed capacity | Heating | DH - Electric boilers | MWe | 0
NL | CD Savings | Input | Installed capacity | Electricity | Geothermal plants | MWe | 192
NL | CD Savings | Input | Installed capacity | Heating | DH - CHP (thermal capacity) | MWth | 3936.5
NL | CD Savings | Input | Installed capacity | Electricity | Concentrated solar power | MWe | 0
NL | CD Savings | Input | Installed capacity | Storage | Liquid & gas fuels storage | GWh | 3131.8
NL | CD Savings | Input | Installed capacity | Storage | Electricity storage | GWh | 0
NL | CD Savings | Input | Installed capacity | Storage | Thermal storage | GWh | 22.55
NL | CD Savings | Input | Heat supply | District heating | Geothermal | TWh/year | 0
NL | CD Savings | Input | PES | RES | Geothermal heat | TWh/year | 0
NL | CD Savings | Input | Installed capacity | Heating | DH - Geothermal | MWth | 0
NL | CD Savings | Input | Heat supply | District heating | Solar thermal | TWh/year | 0
NL | CD Savings | Input | Installed capacity | Electricity | Wave & Tidal | MWe | 457
NL | CD Savings | Input | Installed capacity | Electricity | Condensing power plants | MWe | 62023.98
NL | CD 2050 | Input | Installed capacity | Electricity | Onshore wind | MWe | 38000
NL | CD 2050 | Input | Installed capacity | Electricity | Offshore wind | MWe | 48750
NL | CD 2050 | Input | Installed capacity | Electricity | Photovoltaic | MWe | 42000
NL | CD 2050 | Input | Installed capacity | Electricity | River hydro | MWe | 37
NL | CD 2050 | Input | Installed capacity | Storage | EV battery storage | GWh | 167.57
NL | CD 2050 | Input | Installed capacity | Electricity | CHP plants (electric capacity) | MWe | 3499.11
NL | CD 2050 | Input | Installed capacity | Heating | DH - Heat pumps | MWe | 0
NL | CD 2050 | Input | Installed capacity | Heating | DH - Boilers | MWth | 9351.6
NL | CD 2050 | Input | Installed capacity | Electricity | Dammed hydro | MWe | 0
NL | CD 2050 | Input | Installed capacity | Electricity | Nuclear | MWe | 0
NL | CD 2050 | Input | Installed capacity | Heating | DH - Electric boilers | MWe | 0
NL | CD 2050 | Input | Installed capacity | Electricity | Geothermal plants | MWe | 192
NL | CD 2050 | Input | Installed capacity | Heating | DH - CHP (thermal capacity) | MWth | 3936.5
NL | CD 2050 | Input | Installed capacity | Electricity | Concentrated solar power | MWe | 0
NL | CD 2050 | Input | Installed capacity | Storage | Liquid & gas fuels storage | GWh | 3214.11
NL | CD 2050 | Input | Installed capacity | Storage | Electricity storage | GWh | 0
NL | CD 2050 | Input | Installed capacity | Storage | Thermal storage | GWh | 26.78
NL | CD 2050 | Input | Heat supply | District heating | Geothermal | TWh/year | 0
NL | CD 2050 | Input | PES | RES | Geothermal heat | TWh/year | 0
NL | CD 2050 | Input | Installed capacity | Heating | DH - Geothermal | MWth | 0
NL | CD 2050 | Input | Heat supply | District heating | Solar thermal | TWh/year | 0
NL | CD 2050 | Input | Installed capacity | Electricity | Wave & Tidal | MWe | 457
NL | CD 2050 | Input | Installed capacity | Electricity | Condensing power plants | MWe | 61500.89
NL | HRE 2050 | Input | Installed capacity | Electricity | Onshore wind | MWe | 28000
NL | HRE 2050 | Input | Installed capacity | Electricity | Offshore wind | MWe | 55000
NL | HRE 2050 | Input | Installed capacity | Electricity | Photovoltaic | MWe | 41000
NL | HRE 2050 | Input | Installed capacity | Electricity | River hydro | MWe | 37
NL | HRE 2050 | Input | Installed capacity | Storage | EV battery storage | GWh | 167.57
NL | HRE 2050 | Input | Installed capacity | Electricity | CHP plants (electric capacity) | MWe | 5688.46
NL | HRE 2050 | Input | Installed capacity | Heating | DH - Heat pumps | MWe | 1400
NL | HRE 2050 | Input | Installed capacity | Heating | DH - Boilers | MWth | 12420
NL | HRE 2050 | Input | Installed capacity | Electricity | Dammed hydro | MWe | 0
NL | HRE 2050 | Input | Installed capacity | Electricity | Nuclear | MWe | 0
NL | HRE 2050 | Input | Installed capacity | Heating | DH - Electric boilers | MWe | 1400
NL | HRE 2050 | Input | Installed capacity | Electricity | Geothermal plants | MWe | 192
NL | HRE 2050 | Input | Installed capacity | Heating | DH - CHP (thermal capacity) | MWth | 6399.51
NL | HRE 2050 | Input | Installed capacity | Electricity | Concentrated solar power | MWe | 0
NL | HRE 2050 | Input | Installed capacity | Storage | Liquid & gas fuels storage | GWh | 3131.8
NL | HRE 2050 | Input | Installed capacity | Storage | Electricity storage | GWh | 0
NL | HRE 2050 | Input | Installed capacity | Storage | Thermal storage | GWh | 177.34
NL | HRE 2050 | Input | Heat supply | District heating | Geothermal | TWh/year | 4.31
NL | HRE 2050 | Input | PES | RES | Geothermal heat | TWh/year | 4.31
NL | HRE 2050 | Input | Installed capacity | Heating | DH - Geothermal | MWth | 490.45
NL | HRE 2050 | Input | Heat supply | District heating | Solar thermal | TWh/year | 0.56
NL | HRE 2050 | Input | Installed capacity | Electricity | Wave & Tidal | MWe | 457
NL | HRE 2050 | Input | Installed capacity | Electricity | Condensing power plants | MWe | 58311.54
PL | BL 2015 | Input | Installed capacity | Electricity | Onshore wind | MWe | 979.5
PL | BL 2015 | Input | Installed capacity | Electricity | Offshore wind | MWe | 0
PL | BL 2015 | Input | Installed capacity | Electricity | Photovoltaic | MWe | 0
PL | BL 2015 | Input | Installed capacity | Electricity | River hydro | MWe | 451.85
PL | BL 2015 | Input | Installed capacity | Storage | EV battery storage | GWh | 0
PL | BL 2015 | Input | Installed capacity | Electricity | CHP plants (electric capacity) | MWe | 7095.51
PL | BL 2015 | Input | Installed capacity | Heating | DH - Heat pumps | MWe | 0
PL | BL 2015 | Input | Installed capacity | Heating | DH - Boilers | MWth | 22198.8
PL | BL 2015 | Input | Installed capacity | Electricity | Dammed hydro | MWe | 463.15
PL | BL 2015 | Input | Installed capacity | Electricity | Nuclear | MWe | 0
PL | BL 2015 | Input | Installed capacity | Heating | DH - Electric boilers | MWe | 0
PL | BL 2015 | Input | Installed capacity | Electricity | Geothermal plants | MWe | 0
PL | BL 2015 | Input | Installed capacity | Heating | DH - CHP (thermal capacity) | MWth | 9249.5
PL | BL 2015 | Input | Installed capacity | Electricity | Concentrated solar power | MWe | 0
PL | BL 2015 | Input | Installed capacity | Storage | Liquid & gas fuels storage | GWh | 0
PL | BL 2015 | Input | Installed capacity | Storage | Electricity storage | GWh | 10.69
PL | BL 2015 | Input | Installed capacity | Storage | Thermal storage | GWh | 81.52
PL | BL 2015 | Input | Heat supply | District heating | Geothermal | TWh/year | 0
PL | BL 2015 | Input | PES | RES | Geothermal heat | TWh/year | 0
PL | BL 2015 | Input | Installed capacity | Heating | DH - Geothermal | MWth | 0
PL | BL 2015 | Input | Heat supply | District heating | Solar thermal | TWh/year | 0
PL | BL 2015 | Input | Installed capacity | Electricity | Wave & Tidal | MWe | 0
PL | BL 2015 | Input | Installed capacity | Electricity | Condensing power plants | MWe | 25904.49
PL | BL 2050 | Input | Installed capacity | Electricity | Onshore wind | MWe | 25267.8
PL | BL 2050 | Input | Installed capacity | Electricity | Offshore wind | MWe | 912
PL | BL 2050 | Input | Installed capacity | Electricity | Photovoltaic | MWe | 17339.08
PL | BL 2050 | Input | Installed capacity | Electricity | River hydro | MWe | 451.85
PL | BL 2050 | Input | Installed capacity | Storage | EV battery storage | GWh | 375.7
PL | BL 2050 | Input | Installed capacity | Electricity | CHP plants (electric capacity) | MWe | 8221.78
PL | BL 2050 | Input | Installed capacity | Heating | DH - Heat pumps | MWe | 0
PL | BL 2050 | Input | Installed capacity | Heating | DH - Boilers | MWth | 22198.8
PL | BL 2050 | Input | Installed capacity | Electricity | Dammed hydro | MWe | 2111.64
PL | BL 2050 | Input | Installed capacity | Electricity | Nuclear | MWe | 6000
PL | BL 2050 | Input | Installed capacity | Heating | DH - Electric boilers | MWe | 0
PL | BL 2050 | Input | Installed capacity | Electricity | Geothermal plants | MWe | 0
PL | BL 2050 | Input | Installed capacity | Heating | DH - CHP (thermal capacity) | MWth | 9249.5
PL | BL 2050 | Input | Installed capacity | Electricity | Concentrated solar power | MWe | 0
PL | BL 2050 | Input | Installed capacity | Storage | Liquid & gas fuels storage | GWh | 8.63
PL | BL 2050 | Input | Installed capacity | Storage | Electricity storage | GWh | 10.69
PL | BL 2050 | Input | Installed capacity | Storage | Thermal storage | GWh | 1165.18
PL | BL 2050 | Input | Heat supply | District heating | Geothermal | TWh/year | 0
PL | BL 2050 | Input | PES | RES | Geothermal heat | TWh/year | 0
PL | BL 2050 | Input | Installed capacity | Heating | DH - Geothermal | MWth | 0
PL | BL 2050 | Input | Heat supply | District heating | Solar thermal | TWh/year | 3.71
PL | BL 2050 | Input | Installed capacity | Electricity | Wave & Tidal | MWe | 0
PL | BL 2050 | Input | Installed capacity | Electricity | Condensing power plants | MWe | 22278.22
PL | CD Savings | Input | Installed capacity | Electricity | Onshore wind | MWe | 90000
PL | CD Savings | Input | Installed capacity | Electricity | Offshore wind | MWe | 20000
PL | CD Savings | Input | Installed capacity | Electricity | Photovoltaic | MWe | 65000
PL | CD Savings | Input | Installed capacity | Electricity | River hydro | MWe | 464
PL | CD Savings | Input | Installed capacity | Storage | EV battery storage | GWh | 557.86
PL | CD Savings | Input | Installed capacity | Electricity | CHP plants (electric capacity) | MWe | 4280.6
PL | CD Savings | Input | Installed capacity | Heating | DH - Heat pumps | MWe | 0
PL | CD Savings | Input | Installed capacity | Heating | DH - Boilers | MWth | 10298
PL | CD Savings | Input | Installed capacity | Electricity | Dammed hydro | MWe | 2112
PL | CD Savings | Input | Installed capacity | Electricity | Nuclear | MWe | 0
PL | CD Savings | Input | Installed capacity | Heating | DH - Electric boilers | MWe | 0
PL | CD Savings | Input | Installed capacity | Electricity | Geothermal plants | MWe | 1148
PL | CD Savings | Input | Installed capacity | Heating | DH - CHP (thermal capacity) | MWth | 9249.5
PL | CD Savings | Input | Installed capacity | Electricity | Concentrated solar power | MWe | 0
PL | CD Savings | Input | Installed capacity | Storage | Liquid & gas fuels storage | GWh | 2416.85
PL | CD Savings | Input | Installed capacity | Storage | Electricity storage | GWh | 10.69
PL | CD Savings | Input | Installed capacity | Storage | Thermal storage | GWh | 813.22
PL | CD Savings | Input | Heat supply | District heating | Geothermal | TWh/year | 0
PL | CD Savings | Input | PES | RES | Geothermal heat | TWh/year | 0
PL | CD Savings | Input | Installed capacity | Heating | DH - Geothermal | MWth | 0
PL | CD Savings | Input | Heat supply | District heating | Solar thermal | TWh/year | 2.57
PL | CD Savings | Input | Installed capacity | Electricity | Wave & Tidal | MWe | 0
PL | CD Savings | Input | Installed capacity | Electricity | Condensing power plants | MWe | 66719.4
PL | CD 2050 | Input | Installed capacity | Electricity | Onshore wind | MWe | 90000
PL | CD 2050 | Input | Installed capacity | Electricity | Offshore wind | MWe | 20000
PL | CD 2050 | Input | Installed capacity | Electricity | Photovoltaic | MWe | 65000
PL | CD 2050 | Input | Installed capacity | Electricity | River hydro | MWe | 464
PL | CD 2050 | Input | Installed capacity | Storage | EV battery storage | GWh | 557.86
PL | CD 2050 | Input | Installed capacity | Electricity | CHP plants (electric capacity) | MWe | 8221.78
PL | CD 2050 | Input | Installed capacity | Heating | DH - Heat pumps | MWe | 0
PL | CD 2050 | Input | Installed capacity | Heating | DH - Boilers | MWth | 22332
PL | CD 2050 | Input | Installed capacity | Electricity | Dammed hydro | MWe | 2112
PL | CD 2050 | Input | Installed capacity | Electricity | Nuclear | MWe | 0
PL | CD 2050 | Input | Installed capacity | Heating | DH - Electric boilers | MWe | 0
PL | CD 2050 | Input | Installed capacity | Electricity | Geothermal plants | MWe | 1148
PL | CD 2050 | Input | Installed capacity | Heating | DH - CHP (thermal capacity) | MWth | 9249.5
PL | CD 2050 | Input | Installed capacity | Electricity | Concentrated solar power | MWe | 0
PL | CD 2050 | Input | Installed capacity | Storage | Liquid & gas fuels storage | GWh | 2494.04
PL | CD 2050 | Input | Installed capacity | Storage | Electricity storage | GWh | 10.69
PL | CD 2050 | Input | Installed capacity | Storage | Thermal storage | GWh | 824.75
PL | CD 2050 | Input | Heat supply | District heating | Geothermal | TWh/year | 0
PL | CD 2050 | Input | PES | RES | Geothermal heat | TWh/year | 0
PL | CD 2050 | Input | Installed capacity | Heating | DH - Geothermal | MWth | 0
PL | CD 2050 | Input | Heat supply | District heating | Solar thermal | TWh/year | 2.57
PL | CD 2050 | Input | Installed capacity | Electricity | Wave & Tidal | MWe | 0
PL | CD 2050 | Input | Installed capacity | Electricity | Condensing power plants | MWe | 64778.22
PL | HRE 2050 | Input | Installed capacity | Electricity | Onshore wind | MWe | 98000
PL | HRE 2050 | Input | Installed capacity | Electricity | Offshore wind | MWe | 10000
PL | HRE 2050 | Input | Installed capacity | Electricity | Photovoltaic | MWe | 65000
PL | HRE 2050 | Input | Installed capacity | Electricity | River hydro | MWe | 464
PL | HRE 2050 | Input | Installed capacity | Storage | EV battery storage | GWh | 557.86
PL | HRE 2050 | Input | Installed capacity | Electricity | CHP plants (electric capacity) | MWe | 5246.85
PL | HRE 2050 | Input | Installed capacity | Heating | DH - Heat pumps | MWe | 1700
PL | HRE 2050 | Input | Installed capacity | Heating | DH - Boilers | MWth | 10298
PL | HRE 2050 | Input | Installed capacity | Electricity | Dammed hydro | MWe | 2112
PL | HRE 2050 | Input | Installed capacity | Electricity | Nuclear | MWe | 0
PL | HRE 2050 | Input | Installed capacity | Heating | DH - Electric boilers | MWe | 1700
PL | HRE 2050 | Input | Installed capacity | Electricity | Geothermal plants | MWe | 1148
PL | HRE 2050 | Input | Installed capacity | Heating | DH - CHP (thermal capacity) | MWth | 5902.71
PL | HRE 2050 | Input | Installed capacity | Electricity | Concentrated solar power | MWe | 0
PL | HRE 2050 | Input | Installed capacity | Storage | Liquid & gas fuels storage | GWh | 2416.85
PL | HRE 2050 | Input | Installed capacity | Storage | Electricity storage | GWh | 10.69
PL | HRE 2050 | Input | Installed capacity | Storage | Thermal storage | GWh | 526.3
PL | HRE 2050 | Input | Heat supply | District heating | Geothermal | TWh/year | 1.32
PL | HRE 2050 | Input | PES | RES | Geothermal heat | TWh/year | 1.32
PL | HRE 2050 | Input | Installed capacity | Heating | DH - Geothermal | MWth | 150.7
PL | HRE 2050 | Input | Heat supply | District heating | Solar thermal | TWh/year | 1.56
PL | HRE 2050 | Input | Installed capacity | Electricity | Wave & Tidal | MWe | 0
PL | HRE 2050 | Input | Installed capacity | Electricity | Condensing power plants | MWe | 65753.15
RO | BL 2015 | Input | Installed capacity | Electricity | Onshore wind | MWe | 0
RO | BL 2015 | Input | Installed capacity | Electricity | Offshore wind | MWe | 0
RO | BL 2015 | Input | Installed capacity | Electricity | Photovoltaic | MWe | 0
RO | BL 2015 | Input | Installed capacity | Electricity | River hydro | MWe | 0
RO | BL 2015 | Input | Installed capacity | Storage | EV battery storage | GWh | 0
RO | BL 2015 | Input | Installed capacity | Electricity | CHP plants (electric capacity) | MWe | 2810.43
RO | BL 2015 | Input | Installed capacity | Heating | DH - Heat pumps | MWe | 0
RO | BL 2015 | Input | Installed capacity | Heating | DH - Boilers | MWth | 8518.8
RO | BL 2015 | Input | Installed capacity | Electricity | Dammed hydro | MWe | 6282
RO | BL 2015 | Input | Installed capacity | Electricity | Nuclear | MWe | 1300
RO | BL 2015 | Input | Installed capacity | Heating | DH - Electric boilers | MWe | 0
RO | BL 2015 | Input | Installed capacity | Electricity | Geothermal plants | MWe | 0
RO | BL 2015 | Input | Installed capacity | Heating | DH - CHP (thermal capacity) | MWth | 3549.5
RO | BL 2015 | Input | Installed capacity | Electricity | Concentrated solar power | MWe | 0
RO | BL 2015 | Input | Installed capacity | Storage | Liquid & gas fuels storage | GWh | 0
RO | BL 2015 | Input | Installed capacity | Storage | Electricity storage | GWh | 0.55
RO | BL 2015 | Input | Installed capacity | Storage | Thermal storage | GWh | 22.86
RO | BL 2015 | Input | Heat supply | District heating | Geothermal | TWh/year | 0
RO | BL 2015 | Input | PES | RES | Geothermal heat | TWh/year | 0
RO | BL 2015 | Input | Installed capacity | Heating | DH - Geothermal | MWth | 0.31
RO | BL 2015 | Input | Heat supply | District heating | Solar thermal | TWh/year | 0
RO | BL 2015 | Input | Installed capacity | Electricity | Wave & Tidal | MWe | 0
RO | BL 2015 | Input | Installed capacity | Electricity | Condensing power plants | MWe | 8304.57
RO | BL 2050 | Input | Installed capacity | Electricity | Onshore wind | MWe | 4268.74
RO | BL 2050 | Input | Installed capacity | Electricity | Offshore wind | MWe | 825
RO | BL 2050 | Input | Installed capacity | Electricity | Photovoltaic | MWe | 4229.58
RO | BL 2050 | Input | Installed capacity | Electricity | River hydro | MWe | 0
RO | BL 2050 | Input | Installed capacity | Storage | EV battery storage | GWh | 69.41
RO | BL 2050 | Input | Installed capacity | Electricity | CHP plants (electric capacity) | MWe | 3155.11
RO | BL 2050 | Input | Installed capacity | Heating | DH - Heat pumps | MWe | 0
RO | BL 2050 | Input | Installed capacity | Heating | DH - Boilers | MWth | 8518.8
RO | BL 2050 | Input | Installed capacity | Electricity | Dammed hydro | MWe | 6344.1
RO | BL 2050 | Input | Installed capacity | Electricity | Nuclear | MWe | 1763.52
RO | BL 2050 | Input | Installed capacity | Heating | DH - Electric boilers | MWe | 0
RO | BL 2050 | Input | Installed capacity | Electricity | Geothermal plants | MWe | 0
RO | BL 2050 | Input | Installed capacity | Heating | DH - CHP (thermal capacity) | MWth | 3549.5
RO | BL 2050 | Input | Installed capacity | Electricity | Concentrated solar power | MWe | 0
RO | BL 2050 | Input | Installed capacity | Storage | Liquid & gas fuels storage | GWh | 693.52
RO | BL 2050 | Input | Installed capacity | Storage | Electricity storage | GWh | 0.55
RO | BL 2050 | Input | Installed capacity | Storage | Thermal storage | GWh | 17.68
RO | BL 2050 | Input | Heat supply | District heating | Geothermal | TWh/year | 0
RO | BL 2050 | Input | PES | RES | Geothermal heat | TWh/year | 0
RO | BL 2050 | Input | Installed capacity | Heating | DH - Geothermal | MWth | 0
RO | BL 2050 | Input | Heat supply | District heating | Solar thermal | TWh/year | 0
RO | BL 2050 | Input | Installed capacity | Electricity | Wave & Tidal | MWe | 0
RO | BL 2050 | Input | Installed capacity | Electricity | Condensing power plants | MWe | 11844.89
RO | CD Savings | Input | Installed capacity | Electricity | Onshore wind | MWe | 50000
RO | CD Savings | Input | Installed capacity | Electricity | Offshore wind | MWe | 0
RO | CD Savings | Input | Installed capacity | Electricity | Photovoltaic | MWe | 35000
RO | CD Savings | Input | Installed capacity | Electricity | River hydro | MWe | 0
RO | CD Savings | Input | Installed capacity | Storage | EV battery storage | GWh | 178.74
RO | CD Savings | Input | Installed capacity | Electricity | CHP plants (electric capacity) | MWe | 1173.11
RO | CD Savings | Input | Installed capacity | Heating | DH - Heat pumps | MWe | 0
RO | CD Savings | Input | Installed capacity | Heating | DH - Boilers | MWth | 2516
RO | CD Savings | Input | Installed capacity | Electricity | Dammed hydro | MWe | 6344
RO | CD Savings | Input | Installed capacity | Electricity | Nuclear | MWe | 593
RO | CD Savings | Input | Installed capacity | Heating | DH - Electric boilers | MWe | 0
RO | CD Savings | Input | Installed capacity | Electricity | Geothermal plants | MWe | 5
RO | CD Savings | Input | Installed capacity | Heating | DH - CHP (thermal capacity) | MWth | 3549.5
RO | CD Savings | Input | Installed capacity | Electricity | Concentrated solar power | MWe | 0
RO | CD Savings | Input | Installed capacity | Storage | Liquid & gas fuels storage | GWh | 1319.39
RO | CD Savings | Input | Installed capacity | Storage | Electricity storage | GWh | 0.55
RO | CD Savings | Input | Installed capacity | Storage | Thermal storage | GWh | 14.02
RO | CD Savings | Input | Heat supply | District heating | Geothermal | TWh/year | 0
RO | CD Savings | Input | PES | RES | Geothermal heat | TWh/year | 0
RO | CD Savings | Input | Installed capacity | Heating | DH - Geothermal | MWth | 0
RO | CD Savings | Input | Heat supply | District heating | Solar thermal | TWh/year | 0
RO | CD Savings | Input | Installed capacity | Electricity | Wave & Tidal | MWe | 0
RO | CD Savings | Input | Installed capacity | Electricity | Condensing power plants | MWe | 22826.89
RO | CD 2050 | Input | Installed capacity | Electricity | Onshore wind | MWe | 50000
RO | CD 2050 | Input | Installed capacity | Electricity | Offshore wind | MWe | 0
RO | CD 2050 | Input | Installed capacity | Electricity | Photovoltaic | MWe | 35000
RO | CD 2050 | Input | Installed capacity | Electricity | River hydro | MWe | 0
RO | CD 2050 | Input | Installed capacity | Storage | EV battery storage | GWh | 178.74
RO | CD 2050 | Input | Installed capacity | Electricity | CHP plants (electric capacity) | MWe | 3155.11
RO | CD 2050 | Input | Installed capacity | Heating | DH - Heat pumps | MWe | 0
RO | CD 2050 | Input | Installed capacity | Heating | DH - Boilers | MWth | 8149.2
RO | CD 2050 | Input | Installed capacity | Electricity | Dammed hydro | MWe | 6344
RO | CD 2050 | Input | Installed capacity | Electricity | Nuclear | MWe | 593
RO | CD 2050 | Input | Installed capacity | Heating | DH - Electric boilers | MWe | 0
RO | CD 2050 | Input | Installed capacity | Electricity | Geothermal plants | MWe | 5
RO | CD 2050 | Input | Installed capacity | Heating | DH - CHP (thermal capacity) | MWth | 3549.5
RO | CD 2050 | Input | Installed capacity | Electricity | Concentrated solar power | MWe | 0
RO | CD 2050 | Input | Installed capacity | Storage | Liquid & gas fuels storage | GWh | 1362.16
RO | CD 2050 | Input | Installed capacity | Storage | Electricity storage | GWh | 0.55
RO | CD 2050 | Input | Installed capacity | Storage | Thermal storage | GWh | 17.68
RO | CD 2050 | Input | Heat supply | District heating | Geothermal | TWh/year | 0
RO | CD 2050 | Input | PES | RES | Geothermal heat | TWh/year | 0
RO | CD 2050 | Input | Installed capacity | Heating | DH - Geothermal | MWth | 0
RO | CD 2050 | Input | Heat supply | District heating | Solar thermal | TWh/year | 0
RO | CD 2050 | Input | Installed capacity | Electricity | Wave & Tidal | MWe | 0
RO | CD 2050 | Input | Installed capacity | Electricity | Condensing power plants | MWe | 21844.89
RO | HRE 2050 | Input | Installed capacity | Electricity | Onshore wind | MWe | 49000
RO | HRE 2050 | Input | Installed capacity | Electricity | Offshore wind | MWe | 0
RO | HRE 2050 | Input | Installed capacity | Electricity | Photovoltaic | MWe | 35000
RO | HRE 2050 | Input | Installed capacity | Electricity | River hydro | MWe | 0
RO | HRE 2050 | Input | Installed capacity | Storage | EV battery storage | GWh | 178.74
RO | HRE 2050 | Input | Installed capacity | Electricity | CHP plants (electric capacity) | MWe | 1018.32
RO | HRE 2050 | Input | Installed capacity | Heating | DH - Heat pumps | MWe | 400
RO | HRE 2050 | Input | Installed capacity | Heating | DH - Boilers | MWth | 2516
RO | HRE 2050 | Input | Installed capacity | Electricity | Dammed hydro | MWe | 6344
RO | HRE 2050 | Input | Installed capacity | Electricity | Nuclear | MWe | 593
RO | HRE 2050 | Input | Installed capacity | Heating | DH - Electric boilers | MWe | 400
RO | HRE 2050 | Input | Installed capacity | Electricity | Geothermal plants | MWe | 5
RO | HRE 2050 | Input | Installed capacity | Heating | DH - CHP (thermal capacity) | MWth | 1145.61
RO | HRE 2050 | Input | Installed capacity | Electricity | Concentrated solar power | MWe | 0
RO | HRE 2050 | Input | Installed capacity | Storage | Liquid & gas fuels storage | GWh | 1319.39
RO | HRE 2050 | Input | Installed capacity | Storage | Electricity storage | GWh | 0.55
RO | HRE 2050 | Input | Installed capacity | Storage | Thermal storage | GWh | 72.55
RO | HRE 2050 | Input | Heat supply | District heating | Geothermal | TWh/year | 0.32
RO | HRE 2050 | Input | PES | RES | Geothermal heat | TWh/year | 0.32
RO | HRE 2050 | Input | Installed capacity | Heating | DH - Geothermal | MWth | 36.41
RO | HRE 2050 | Input | Heat supply | District heating | Solar thermal | TWh/year | 0.3
RO | HRE 2050 | Input | Installed capacity | Electricity | Wave & Tidal | MWe | 0
RO | HRE 2050 | Input | Installed capacity | Electricity | Condensing power plants | MWe | 22981.68
SE | BL 2015 | Input | Installed capacity | Electricity | Onshore wind | MWe | 1374.3
SE | BL 2015 | Input | Installed capacity | Electricity | Offshore wind | MWe | 140
SE | BL 2015 | Input | Installed capacity | Electricity | Photovoltaic | MWe | 0
SE | BL 2015 | Input | Installed capacity | Electricity | River hydro | MWe | 8117
SE | BL 2015 | Input | Installed capacity | Storage | EV battery storage | GWh | 0
SE | BL 2015 | Input | Installed capacity | Electricity | CHP plants (electric capacity) | MWe | 5060.8
SE | BL 2015 | Input | Installed capacity | Heating | DH - Heat pumps | MWe | 346.8
SE | BL 2015 | Input | Installed capacity | Heating | DH - Boilers | MWth | 22370.4
SE | BL 2015 | Input | Installed capacity | Electricity | Dammed hydro | MWe | 8117
SE | BL 2015 | Input | Installed capacity | Electricity | Nuclear | MWe | 9408
SE | BL 2015 | Input | Installed capacity | Heating | DH - Electric boilers | MWe | 0
SE | BL 2015 | Input | Installed capacity | Electricity | Geothermal plants | MWe | 0
SE | BL 2015 | Input | Installed capacity | Heating | DH - CHP (thermal capacity) | MWth | 9321
SE | BL 2015 | Input | Installed capacity | Electricity | Concentrated solar power | MWe | 0
SE | BL 2015 | Input | Installed capacity | Storage | Liquid & gas fuels storage | GWh | 0
SE | BL 2015 | Input | Installed capacity | Storage | Electricity storage | GWh | 5000
SE | BL 2015 | Input | Installed capacity | Storage | Thermal storage | GWh | 67.58
SE | BL 2015 | Input | Heat supply | District heating | Geothermal | TWh/year | 0
SE | BL 2015 | Input | PES | RES | Geothermal heat | TWh/year | 0
SE | BL 2015 | Input | Installed capacity | Heating | DH - Geothermal | MWth | 0
SE | BL 2015 | Input | Heat supply | District heating | Solar thermal | TWh/year | 0
SE | BL 2015 | Input | Installed capacity | Electricity | Wave & Tidal | MWe | 0
SE | BL 2015 | Input | Installed capacity | Electricity | Condensing power plants | MWe | 4439.2
SE | BL 2050 | Input | Installed capacity | Electricity | Onshore wind | MWe | 15723.28
SE | BL 2050 | Input | Installed capacity | Electricity | Offshore wind | MWe | 8250
SE | BL 2050 | Input | Installed capacity | Electricity | Photovoltaic | MWe | 11655.84
SE | BL 2050 | Input | Installed capacity | Electricity | River hydro | MWe | 8117
SE | BL 2050 | Input | Installed capacity | Storage | EV battery storage | GWh | 97.38
SE | BL 2050 | Input | Installed capacity | Electricity | CHP plants (electric capacity) | MWe | 8285.33
SE | BL 2050 | Input | Installed capacity | Heating | DH - Heat pumps | MWe | 346.8
SE | BL 2050 | Input | Installed capacity | Heating | DH - Boilers | MWth | 22370.4
SE | BL 2050 | Input | Installed capacity | Electricity | Dammed hydro | MWe | 10197.76
SE | BL 2050 | Input | Installed capacity | Electricity | Nuclear | MWe | 9420
SE | BL 2050 | Input | Installed capacity | Heating | DH - Electric boilers | MWe | 0
SE | BL 2050 | Input | Installed capacity | Electricity | Geothermal plants | MWe | 0
SE | BL 2050 | Input | Installed capacity | Heating | DH - CHP (thermal capacity) | MWth | 9321
SE | BL 2050 | Input | Installed capacity | Electricity | Concentrated solar power | MWe | 0
SE | BL 2050 | Input | Installed capacity | Storage | Liquid & gas fuels storage | GWh | 141.12
SE | BL 2050 | Input | Installed capacity | Storage | Electricity storage | GWh | 5000
SE | BL 2050 | Input | Installed capacity | Storage | Thermal storage | GWh | 1007.08
SE | BL 2050 | Input | Heat supply | District heating | Geothermal | TWh/year | 0
SE | BL 2050 | Input | PES | RES | Geothermal heat | TWh/year | 0
SE | BL 2050 | Input | Installed capacity | Heating | DH - Geothermal | MWth | 0
SE | BL 2050 | Input | Heat supply | District heating | Solar thermal | TWh/year | 3.27
SE | BL 2050 | Input | Installed capacity | Electricity | Wave & Tidal | MWe | 0
SE | BL 2050 | Input | Installed capacity | Electricity | Condensing power plants | MWe | 7214.67
SE | CD Savings | Input | Installed capacity | Electricity | Onshore wind | MWe | 94000
SE | CD Savings | Input | Installed capacity | Electricity | Offshore wind | MWe | 0
SE | CD Savings | Input | Installed capacity | Electricity | Photovoltaic | MWe | 45000
SE | CD Savings | Input | Installed capacity | Electricity | River hydro | MWe | 8117
SE | CD Savings | Input | Installed capacity | Storage | EV battery storage | GWh | 99.47
SE | CD Savings | Input | Installed capacity | Electricity | CHP plants (electric capacity) | MWe | 2965.4
SE | CD Savings | Input | Installed capacity | Heating | DH - Heat pumps | MWe | 346.8
SE | CD Savings | Input | Installed capacity | Heating | DH - Boilers | MWth | 3158
SE | CD Savings | Input | Installed capacity | Electricity | Dammed hydro | MWe | 10197
SE | CD Savings | Input | Installed capacity | Electricity | Nuclear | MWe | 2251
SE | CD Savings | Input | Installed capacity | Heating | DH - Electric boilers | MWe | 0
SE | CD Savings | Input | Installed capacity | Electricity | Geothermal plants | MWe | 0
SE | CD Savings | Input | Installed capacity | Heating | DH - CHP (thermal capacity) | MWth | 9321
SE | CD Savings | Input | Installed capacity | Electricity | Concentrated solar power | MWe | 0
SE | CD Savings | Input | Installed capacity | Storage | Liquid & gas fuels storage | GWh | 1009.11
SE | CD Savings | Input | Installed capacity | Storage | Electricity storage | GWh | 5000
SE | CD Savings | Input | Installed capacity | Storage | Thermal storage | GWh | 70.02
SE | CD Savings | Input | Heat supply | District heating | Geothermal | TWh/year | 0
SE | CD Savings | Input | PES | RES | Geothermal heat | TWh/year | 0
SE | CD Savings | Input | Installed capacity | Heating | DH - Geothermal | MWth | 0
SE | CD Savings | Input | Heat supply | District heating | Solar thermal | TWh/year | 0.12
SE | CD Savings | Input | Installed capacity | Electricity | Wave & Tidal | MWe | 0
SE | CD Savings | Input | Installed capacity | Electricity | Condensing power plants | MWe | 39034.6
SE | CD 2050 | Input | Installed capacity | Electricity | Onshore wind | MWe | 94000
SE | CD 2050 | Input | Installed capacity | Electricity | Offshore wind | MWe | 0
SE | CD 2050 | Input | Installed capacity | Electricity | Photovoltaic | MWe | 45000
SE | CD 2050 | Input | Installed capacity | Electricity | River hydro | MWe | 8117
SE | CD 2050 | Input | Installed capacity | Storage | EV battery storage | GWh | 99.47
SE | CD 2050 | Input | Installed capacity | Electricity | CHP plants (electric capacity) | MWe | 8285.33
SE | CD 2050 | Input | Installed capacity | Heating | DH - Heat pumps | MWe | 346.8
SE | CD 2050 | Input | Installed capacity | Heating | DH - Boilers | MWth | 10224
SE | CD 2050 | Input | Installed capacity | Electricity | Dammed hydro | MWe | 10197
SE | CD 2050 | Input | Installed capacity | Electricity | Nuclear | MWe | 2251
SE | CD 2050 | Input | Installed capacity | Heating | DH - Electric boilers | MWe | 0
SE | CD 2050 | Input | Installed capacity | Electricity | Geothermal plants | MWe | 0
SE | CD 2050 | Input | Installed capacity | Heating | DH - CHP (thermal capacity) | MWth | 9321
SE | CD 2050 | Input | Installed capacity | Electricity | Concentrated solar power | MWe | 0
SE | CD 2050 | Input | Installed capacity | Storage | Liquid & gas fuels storage | GWh | 1009.19
SE | CD 2050 | Input | Installed capacity | Storage | Electricity storage | GWh | 5000
SE | CD 2050 | Input | Installed capacity | Storage | Thermal storage | GWh | 71.41
SE | CD 2050 | Input | Heat supply | District heating | Geothermal | TWh/year | 0
SE | CD 2050 | Input | PES | RES | Geothermal heat | TWh/year | 0
SE | CD 2050 | Input | Installed capacity | Heating | DH - Geothermal | MWth | 0
SE | CD 2050 | Input | Heat supply | District heating | Solar thermal | TWh/year | 0.12
SE | CD 2050 | Input | Installed capacity | Electricity | Wave & Tidal | MWe | 0
SE | CD 2050 | Input | Installed capacity | Electricity | Condensing power plants | MWe | 41714.67
SE | HRE 2050 | Input | Installed capacity | Electricity | Onshore wind | MWe | 84000
SE | HRE 2050 | Input | Installed capacity | Electricity | Offshore wind | MWe | 1000
SE | HRE 2050 | Input | Installed capacity | Electricity | Photovoltaic | MWe | 38000
SE | HRE 2050 | Input | Installed capacity | Electricity | River hydro | MWe | 8117
SE | HRE 2050 | Input | Installed capacity | Storage | EV battery storage | GWh | 99.47
SE | HRE 2050 | Input | Installed capacity | Electricity | CHP plants (electric capacity) | MWe | 2995.22
SE | HRE 2050 | Input | Installed capacity | Heating | DH - Heat pumps | MWe | 1000
SE | HRE 2050 | Input | Installed capacity | Heating | DH - Boilers | MWth | 3158
SE | HRE 2050 | Input | Installed capacity | Electricity | Dammed hydro | MWe | 10197
SE | HRE 2050 | Input | Installed capacity | Electricity | Nuclear | MWe | 2251
SE | HRE 2050 | Input | Installed capacity | Heating | DH - Electric boilers | MWe | 1000
SE | HRE 2050 | Input | Installed capacity | Electricity | Geothermal plants | MWe | 0
SE | HRE 2050 | Input | Installed capacity | Heating | DH - CHP (thermal capacity) | MWth | 3369.63
SE | HRE 2050 | Input | Installed capacity | Electricity | Concentrated solar power | MWe | 0
SE | HRE 2050 | Input | Installed capacity | Storage | Liquid & gas fuels storage | GWh | 1009.11
SE | HRE 2050 | Input | Installed capacity | Storage | Electricity storage | GWh | 5000
SE | HRE 2050 | Input | Installed capacity | Storage | Thermal storage | GWh | 151.63
SE | HRE 2050 | Input | Heat supply | District heating | Geothermal | TWh/year | 0
SE | HRE 2050 | Input | PES | RES | Geothermal heat | TWh/year | 0
SE | HRE 2050 | Input | Installed capacity | Heating | DH - Geothermal | MWth | 0
SE | HRE 2050 | Input | Heat supply | District heating | Solar thermal | TWh/year | 0.59
SE | HRE 2050 | Input | Installed capacity | Electricity | Wave & Tidal | MWe | 0
SE | HRE 2050 | Input | Installed capacity | Electricity | Condensing power plants | MWe | 39004.78
UK | BL 2015 | Input | Installed capacity | Electricity | Onshore wind | MWe | 3817.24
UK | BL 2015 | Input | Installed capacity | Electricity | Offshore wind | MWe | 1336.4
UK | BL 2015 | Input | Installed capacity | Electricity | Photovoltaic | MWe | 0
UK | BL 2015 | Input | Installed capacity | Electricity | River hydro | MWe | 0
UK | BL 2015 | Input | Installed capacity | Storage | EV battery storage | GWh | 0
UK | BL 2015 | Input | Installed capacity | Electricity | CHP plants (electric capacity) | MWe | 3134.8
UK | BL 2015 | Input | Installed capacity | Heating | DH - Heat pumps | MWe | 0
UK | BL 2015 | Input | Installed capacity | Heating | DH - Boilers | MWth | 10054.8
UK | BL 2015 | Input | Installed capacity | Electricity | Dammed hydro | MWe | 1501
UK | BL 2015 | Input | Installed capacity | Electricity | Nuclear | MWe | 9938
UK | BL 2015 | Input | Installed capacity | Heating | DH - Electric boilers | MWe | 0
UK | BL 2015 | Input | Installed capacity | Electricity | Geothermal plants | MWe | 0
UK | BL 2015 | Input | Installed capacity | Heating | DH - CHP (thermal capacity) | MWth | 4189.5
UK | BL 2015 | Input | Installed capacity | Electricity | Concentrated solar power | MWe | 0
UK | BL 2015 | Input | Installed capacity | Storage | Liquid & gas fuels storage | GWh | 0
UK | BL 2015 | Input | Installed capacity | Storage | Electricity storage | GWh | 16.46
UK | BL 2015 | Input | Installed capacity | Storage | Thermal storage | GWh | 18.45
UK | BL 2015 | Input | Heat supply | District heating | Geothermal | TWh/year | 0
UK | BL 2015 | Input | PES | RES | Geothermal heat | TWh/year | 0
UK | BL 2015 | Input | Installed capacity | Heating | DH - Geothermal | MWth | 0
UK | BL 2015 | Input | Heat supply | District heating | Solar thermal | TWh/year | 0
UK | BL 2015 | Input | Installed capacity | Electricity | Wave & Tidal | MWe | 0
UK | BL 2015 | Input | Installed capacity | Electricity | Condensing power plants | MWe | 50379.2
UK | BL 2050 | Input | Installed capacity | Electricity | Onshore wind | MWe | 48000
UK | BL 2050 | Input | Installed capacity | Electricity | Offshore wind | MWe | 15820
UK | BL 2050 | Input | Installed capacity | Electricity | Photovoltaic | MWe | 34818.57
UK | BL 2050 | Input | Installed capacity | Electricity | River hydro | MWe | 140
UK | BL 2050 | Input | Installed capacity | Storage | EV battery storage | GWh | 629.45
UK | BL 2050 | Input | Installed capacity | Electricity | CHP plants (electric capacity) | MWe | 3724
UK | BL 2050 | Input | Installed capacity | Heating | DH - Heat pumps | MWe | 0
UK | BL 2050 | Input | Installed capacity | Heating | DH - Boilers | MWth | 10054.8
UK | BL 2050 | Input | Installed capacity | Electricity | Dammed hydro | MWe | 2171.09
UK | BL 2050 | Input | Installed capacity | Electricity | Nuclear | MWe | 18161.48
UK | BL 2050 | Input | Installed capacity | Heating | DH - Electric boilers | MWe | 0
UK | BL 2050 | Input | Installed capacity | Electricity | Geothermal plants | MWe | 25.23
UK | BL 2050 | Input | Installed capacity | Heating | DH - CHP (thermal capacity) | MWth | 4189.5
UK | BL 2050 | Input | Installed capacity | Electricity | Concentrated solar power | MWe | 0
UK | BL 2050 | Input | Installed capacity | Storage | Liquid & gas fuels storage | GWh | 12.11
UK | BL 2050 | Input | Installed capacity | Storage | Electricity storage | GWh | 16.46
UK | BL 2050 | Input | Installed capacity | Storage | Thermal storage | GWh | 31.35
UK | BL 2050 | Input | Heat supply | District heating | Geothermal | TWh/year | 0
UK | BL 2050 | Input | PES | RES | Geothermal heat | TWh/year | 0
UK | BL 2050 | Input | Installed capacity | Heating | DH - Geothermal | MWth | 0
UK | BL 2050 | Input | Heat supply | District heating | Solar thermal | TWh/year | 0
UK | BL 2050 | Input | Installed capacity | Electricity | Wave & Tidal | MWe | 4675.79
UK | BL 2050 | Input | Installed capacity | Electricity | Condensing power plants | MWe | 72776
UK | CD Savings | Input | Installed capacity | Electricity | Onshore wind | MWe | 200000
UK | CD Savings | Input | Installed capacity | Electricity | Offshore wind | MWe | 36000
UK | CD Savings | Input | Installed capacity | Electricity | Photovoltaic | MWe | 120000
UK | CD Savings | Input | Installed capacity | Electricity | River hydro | MWe | 140
UK | CD Savings | Input | Installed capacity | Storage | EV battery storage | GWh | 664.18
UK | CD Savings | Input | Installed capacity | Electricity | CHP plants (electric capacity) | MWe | 2572.75
UK | CD Savings | Input | Installed capacity | Heating | DH - Heat pumps | MWe | 0
UK | CD Savings | Input | Installed capacity | Heating | DH - Boilers | MWth | 14392
UK | CD Savings | Input | Installed capacity | Electricity | Dammed hydro | MWe | 2172
UK | CD Savings | Input | Installed capacity | Electricity | Nuclear | MWe | 0
UK | CD Savings | Input | Installed capacity | Heating | DH - Electric boilers | MWe | 0
UK | CD Savings | Input | Installed capacity | Electricity | Geothermal plants | MWe | 987
UK | CD Savings | Input | Installed capacity | Heating | DH - CHP (thermal capacity) | MWth | 4189.5
UK | CD Savings | Input | Installed capacity | Electricity | Concentrated solar power | MWe | 0
UK | CD Savings | Input | Installed capacity | Storage | Liquid & gas fuels storage | GWh | 8599.92
UK | CD Savings | Input | Installed capacity | Storage | Electricity storage | GWh | 16.46
UK | CD Savings | Input | Installed capacity | Storage | Thermal storage | GWh | 30.05
UK | CD Savings | Input | Heat supply | District heating | Geothermal | TWh/year | 0
UK | CD Savings | Input | PES | RES | Geothermal heat | TWh/year | 0
UK | CD Savings | Input | Installed capacity | Heating | DH - Geothermal | MWth | 0
UK | CD Savings | Input | Heat supply | District heating | Solar thermal | TWh/year | 0
UK | CD Savings | Input | Installed capacity | Electricity | Wave & Tidal | MWe | 13360
UK | CD Savings | Input | Installed capacity | Electricity | Condensing power plants | MWe | 194927.25
UK | CD 2050 | Input | Installed capacity | Electricity | Onshore wind | MWe | 200000
UK | CD 2050 | Input | Installed capacity | Electricity | Offshore wind | MWe | 36000
UK | CD 2050 | Input | Installed capacity | Electricity | Photovoltaic | MWe | 120000
UK | CD 2050 | Input | Installed capacity | Electricity | River hydro | MWe | 140
UK | CD 2050 | Input | Installed capacity | Storage | EV battery storage | GWh | 664.18
UK | CD 2050 | Input | Installed capacity | Electricity | CHP plants (electric capacity) | MWe | 3724
UK | CD 2050 | Input | Installed capacity | Heating | DH - Heat pumps | MWe | 0
UK | CD 2050 | Input | Installed capacity | Heating | DH - Boilers | MWth | 9873.6
UK | CD 2050 | Input | Installed capacity | Electricity | Dammed hydro | MWe | 2172
UK | CD 2050 | Input | Installed capacity | Electricity | Nuclear | MWe | 0
UK | CD 2050 | Input | Installed capacity | Heating | DH - Electric boilers | MWe | 0
UK | CD 2050 | Input | Installed capacity | Electricity | Geothermal plants | MWe | 987
UK | CD 2050 | Input | Installed capacity | Heating | DH - CHP (thermal capacity) | MWth | 4189.5
UK | CD 2050 | Input | Installed capacity | Electricity | Concentrated solar power | MWe | 0
UK | CD 2050 | Input | Installed capacity | Storage | Liquid & gas fuels storage | GWh | 8702.05
UK | CD 2050 | Input | Installed capacity | Storage | Electricity storage | GWh | 16.46
UK | CD 2050 | Input | Installed capacity | Storage | Thermal storage | GWh | 31.35
UK | CD 2050 | Input | Heat supply | District heating | Geothermal | TWh/year | 0
UK | CD 2050 | Input | PES | RES | Geothermal heat | TWh/year | 0
UK | CD 2050 | Input | Installed capacity | Heating | DH - Geothermal | MWth | 0
UK | CD 2050 | Input | Heat supply | District heating | Solar thermal | TWh/year | 0
UK | CD 2050 | Input | Installed capacity | Electricity | Wave & Tidal | MWe | 13360
UK | CD 2050 | Input | Installed capacity | Electricity | Condensing power plants | MWe | 196276
UK | HRE 2050 | Input | Installed capacity | Electricity | Onshore wind | MWe | 190000
UK | HRE 2050 | Input | Installed capacity | Electricity | Offshore wind | MWe | 44000
UK | HRE 2050 | Input | Installed capacity | Electricity | Photovoltaic | MWe | 120000
UK | HRE 2050 | Input | Installed capacity | Electricity | River hydro | MWe | 140
UK | HRE 2050 | Input | Installed capacity | Storage | EV battery storage | GWh | 664.18
UK | HRE 2050 | Input | Installed capacity | Electricity | CHP plants (electric capacity) | MWe | 11431.22
UK | HRE 2050 | Input | Installed capacity | Heating | DH - Heat pumps | MWe | 3400
UK | HRE 2050 | Input | Installed capacity | Heating | DH - Boilers | MWth | 14392
UK | HRE 2050 | Input | Installed capacity | Electricity | Dammed hydro | MWe | 2172
UK | HRE 2050 | Input | Installed capacity | Electricity | Nuclear | MWe | 0
UK | HRE 2050 | Input | Installed capacity | Heating | DH - Electric boilers | MWe | 3400
UK | HRE 2050 | Input | Installed capacity | Electricity | Geothermal plants | MWe | 987
UK | HRE 2050 | Input | Installed capacity | Heating | DH - CHP (thermal capacity) | MWth | 12860.12
UK | HRE 2050 | Input | Installed capacity | Electricity | Concentrated solar power | MWe | 0
UK | HRE 2050 | Input | Installed capacity | Storage | Liquid & gas fuels storage | GWh | 8599.92
UK | HRE 2050 | Input | Installed capacity | Storage | Electricity storage | GWh | 16.46
UK | HRE 2050 | Input | Installed capacity | Storage | Thermal storage | GWh | 359.43
UK | HRE 2050 | Input | Heat supply | District heating | Geothermal | TWh/year | 1.02
UK | HRE 2050 | Input | PES | RES | Geothermal heat | TWh/year | 1.02
UK | HRE 2050 | Input | Installed capacity | Heating | DH - Geothermal | MWth | 116.45
UK | HRE 2050 | Input | Heat supply | District heating | Solar thermal | TWh/year | 2.26
UK | HRE 2050 | Input | Installed capacity | Electricity | Wave & Tidal | MWe | 13360
UK | HRE 2050 | Input | Installed capacity | Electricity | Condensing power plants | MWe | 186068.78
AT | HRE 2050 | External Calculation | Heat supply | District heating | Fuel production heat recovery | TWh/year | 4.7
AT | HRE 2050 | External Calculation | Heat supply | District heating | Waste incineration | TWh/year | 0.42
AT | HRE 2050 | External Calculation | Heat supply | District heating | Industrial excess | TWh/year | 2.06
AT | HRE 2050 | External Calculation | PES | RES | Waste | TWh/year | 0.42
AT | HRE 2050 | External Calculation | Installed capacity | Heating | DH - Waste incineration | MWth | 47.6
AT | HRE 2050 | External Calculation | Installed capacity | Heating | DH - Excess heat from industry | MWth | 235.06
AT | HRE 2050 | External Calculation | Installed capacity | Heating | DH - Heat recovery from fuel production | MWth | 535.02
BE | HRE 2050 | External Calculation | Heat supply | District heating | Fuel production heat recovery | TWh/year | 6.61
BE | HRE 2050 | External Calculation | Heat supply | District heating | Waste incineration | TWh/year | 0.12
BE | HRE 2050 | External Calculation | Heat supply | District heating | Industrial excess | TWh/year | 1.08
BE | HRE 2050 | External Calculation | PES | RES | Waste | TWh/year | 0.12
BE | HRE 2050 | External Calculation | Installed capacity | Heating | DH - Waste incineration | MWth | 14.02
BE | HRE 2050 | External Calculation | Installed capacity | Heating | DH - Excess heat from industry | MWth | 122.98
BE | HRE 2050 | External Calculation | Installed capacity | Heating | DH - Heat recovery from fuel production | MWth | 752.59
CZ | HRE 2050 | External Calculation | Heat supply | District heating | Fuel production heat recovery | TWh/year | 4.29
CZ | HRE 2050 | External Calculation | Heat supply | District heating | Waste incineration | TWh/year | 0.43
CZ | HRE 2050 | External Calculation | Heat supply | District heating | Industrial excess | TWh/year | 4.98
CZ | HRE 2050 | External Calculation | PES | RES | Waste | TWh/year | 0.43
CZ | HRE 2050 | External Calculation | Installed capacity | Heating | DH - Waste incineration | MWth | 48.82
CZ | HRE 2050 | External Calculation | Installed capacity | Heating | DH - Excess heat from industry | MWth | 567.05
CZ | HRE 2050 | External Calculation | Installed capacity | Heating | DH - Heat recovery from fuel production | MWth | 488.12
DE | HRE 2050 | External Calculation | Heat supply | District heating | Fuel production heat recovery | TWh/year | 33.26
DE | HRE 2050 | External Calculation | Heat supply | District heating | Waste incineration | TWh/year | 9.35
DE | HRE 2050 | External Calculation | Heat supply | District heating | Industrial excess | TWh/year | 30.29
DE | HRE 2050 | External Calculation | PES | RES | Waste | TWh/year | 9.35
DE | HRE 2050 | External Calculation | Installed capacity | Heating | DH - Waste incineration | MWth | 1064.01
DE | HRE 2050 | External Calculation | Installed capacity | Heating | DH - Excess heat from industry | MWth | 3448.13
DE | HRE 2050 | External Calculation | Installed capacity | Heating | DH - Heat recovery from fuel production | MWth | 3786.22
ES | HRE 2050 | External Calculation | Heat supply | District heating | Fuel production heat recovery | TWh/year | 16.43
ES | HRE 2050 | External Calculation | Heat supply | District heating | Waste incineration | TWh/year | 0.31
ES | HRE 2050 | External Calculation | Heat supply | District heating | Industrial excess | TWh/year | 6.86
ES | HRE 2050 | External Calculation | PES | RES | Waste | TWh/year | 0.31
ES | HRE 2050 | External Calculation | Installed capacity | Heating | DH - Waste incineration | MWth | 35
ES | HRE 2050 | External Calculation | Installed capacity | Heating | DH - Excess heat from industry | MWth | 781.18
ES | HRE 2050 | External Calculation | Installed capacity | Heating | DH - Heat recovery from fuel production | MWth | 1870.53
FI | HRE 2050 | External Calculation | Heat supply | District heating | Fuel production heat recovery | TWh/year | 3.4
FI | HRE 2050 | External Calculation | Heat supply | District heating | Waste incineration | TWh/year | 0.01
FI | HRE 2050 | External Calculation | Heat supply | District heating | Industrial excess | TWh/year | 0.76
FI | HRE 2050 | External Calculation | PES | RES | Waste | TWh/year | 0.01
FI | HRE 2050 | External Calculation | Installed capacity | Heating | DH - Waste incineration | MWth | 1.57
FI | HRE 2050 | External Calculation | Installed capacity | Heating | DH - Excess heat from industry | MWth | 86.58
FI | HRE 2050 | External Calculation | Installed capacity | Heating | DH - Heat recovery from fuel production | MWth | 386.57
FR | HRE 2050 | External Calculation | Heat supply | District heating | Fuel production heat recovery | TWh/year | 26.43
FR | HRE 2050 | External Calculation | Heat supply | District heating | Waste incineration | TWh/year | 3.46
FR | HRE 2050 | External Calculation | Heat supply | District heating | Industrial excess | TWh/year | 10.25
FR | HRE 2050 | External Calculation | PES | RES | Waste | TWh/year | 3.46
FR | HRE 2050 | External Calculation | Installed capacity | Heating | DH - Waste incineration | MWth | 394.38
FR | HRE 2050 | External Calculation | Installed capacity | Heating | DH - Excess heat from industry | MWth | 1166.89
FR | HRE 2050 | External Calculation | Installed capacity | Heating | DH - Heat recovery from fuel production | MWth | 3008.66
HU | HRE 2050 | External Calculation | Heat supply | District heating | Fuel production heat recovery | TWh/year | 2.94
HU | HRE 2050 | External Calculation | Heat supply | District heating | Waste incineration | TWh/year | 0.03
HU | HRE 2050 | External Calculation | Heat supply | District heating | Industrial excess | TWh/year | 0.35
HU | HRE 2050 | External Calculation | PES | RES | Waste | TWh/year | 0.03
HU | HRE 2050 | External Calculation | Installed capacity | Heating | DH - Waste incineration | MWth | 3.25
HU | HRE 2050 | External Calculation | Installed capacity | Heating | DH - Excess heat from industry | MWth | 39.97
HU | HRE 2050 | External Calculation | Installed capacity | Heating | DH - Heat recovery from fuel production | MWth | 334.35
IT | HRE 2050 | External Calculation | Heat supply | District heating | Fuel production heat recovery | TWh/year | 8.79
IT | HRE 2050 | External Calculation | Heat supply | District heating | Waste incineration | TWh/year | 1.44
IT | HRE 2050 | External Calculation | Heat supply | District heating | Industrial excess | TWh/year | 10.3
IT | HRE 2050 | External Calculation | PES | RES | Waste | TWh/year | 1.44
IT | HRE 2050 | External Calculation | Installed capacity | Heating | DH - Waste incineration | MWth | 164.16
IT | HRE 2050 | External Calculation | Installed capacity | Heating | DH - Excess heat from industry | MWth | 1172.81
IT | HRE 2050 | External Calculation | Installed capacity | Heating | DH - Heat recovery from fuel production | MWth | 1001.17
NL | HRE 2050 | External Calculation | Heat supply | District heating | Fuel production heat recovery | TWh/year | 8.6
NL | HRE 2050 | External Calculation | Heat supply | District heating | Waste incineration | TWh/year | 1.42
NL | HRE 2050 | External Calculation | Heat supply | District heating | Industrial excess | TWh/year | 3.91
NL | HRE 2050 | External Calculation | PES | RES | Waste | TWh/year | 1.42
NL | HRE 2050 | External Calculation | Installed capacity | Heating | DH - Waste incineration | MWth | 162.15
NL | HRE 2050 | External Calculation | Installed capacity | Heating | DH - Excess heat from industry | MWth | 445.11
NL | HRE 2050 | External Calculation | Installed capacity | Heating | DH - Heat recovery from fuel production | MWth | 978.79
PL | HRE 2050 | External Calculation | Heat supply | District heating | Fuel production heat recovery | TWh/year | 13.61
PL | HRE 2050 | External Calculation | Heat supply | District heating | Waste incineration | TWh/year | 0
PL | HRE 2050 | External Calculation | Heat supply | District heating | Industrial excess | TWh/year | 5.18
PL | HRE 2050 | External Calculation | PES | RES | Waste | TWh/year | 0
PL | HRE 2050 | External Calculation | Installed capacity | Heating | DH - Waste incineration | MWth | 0
PL | HRE 2050 | External Calculation | Installed capacity | Heating | DH - Excess heat from industry | MWth | 589.74
PL | HRE 2050 | External Calculation | Installed capacity | Heating | DH - Heat recovery from fuel production | MWth | 1548.95
RO | HRE 2050 | External Calculation | Heat supply | District heating | Fuel production heat recovery | TWh/year | 2.82
RO | HRE 2050 | External Calculation | Heat supply | District heating | Waste incineration | TWh/year | 0
RO | HRE 2050 | External Calculation | Heat supply | District heating | Industrial excess | TWh/year | 0.35
RO | HRE 2050 | External Calculation | PES | RES | Waste | TWh/year | 0
RO | HRE 2050 | External Calculation | Installed capacity | Heating | DH - Waste incineration | MWth | 0
RO | HRE 2050 | External Calculation | Installed capacity | Heating | DH - Excess heat from industry | MWth | 39.53
RO | HRE 2050 | External Calculation | Installed capacity | Heating | DH - Heat recovery from fuel production | MWth | 321.38
SE | HRE 2050 | External Calculation | Heat supply | District heating | Fuel production heat recovery | TWh/year | 2.01
SE | HRE 2050 | External Calculation | Heat supply | District heating | Waste incineration | TWh/year | 1.81
SE | HRE 2050 | External Calculation | Heat supply | District heating | Industrial excess | TWh/year | 4.47
SE | HRE 2050 | External Calculation | PES | RES | Waste | TWh/year | 1.81
SE | HRE 2050 | External Calculation | Installed capacity | Heating | DH - Waste incineration | MWth | 205.71
SE | HRE 2050 | External Calculation | Installed capacity | Heating | DH - Excess heat from industry | MWth | 509.38
SE | HRE 2050 | External Calculation | Installed capacity | Heating | DH - Heat recovery from fuel production | MWth | 228.67
UK | HRE 2050 | External Calculation | Heat supply | District heating | Fuel production heat recovery | TWh/year | 20.83
UK | HRE 2050 | External Calculation | Heat supply | District heating | Waste incineration | TWh/year | 3.9
UK | HRE 2050 | External Calculation | Heat supply | District heating | Industrial excess | TWh/year | 15.04
UK | HRE 2050 | External Calculation | PES | RES | Waste | TWh/year | 3.9
UK | HRE 2050 | External Calculation | Installed capacity | Heating | DH - Waste incineration | MWth | 444.37
UK | HRE 2050 | External Calculation | Installed capacity | Heating | DH - Excess heat from industry | MWth | 1712.46
UK | HRE 2050 | External Calculation | Installed capacity | Heating | DH - Heat recovery from fuel production | MWth | 2371.53
AT | CD 2050 | External Calculation | Heat supply | District heating | Fuel production heat recovery | TWh/year | 0
AT | CD 2050 | External Calculation | Heat supply | District heating | Waste incineration | TWh/year | 0
AT | CD 2050 | External Calculation | Heat supply | District heating | Industrial excess | TWh/year | 0
AT | CD 2050 | External Calculation | PES | RES | Waste | TWh/year | 0
AT | CD 2050 | External Calculation | Installed capacity | Heating | DH - Waste incineration | MWth | 0
AT | CD 2050 | External Calculation | Installed capacity | Heating | DH - Excess heat from industry | MWth | 0
AT | CD 2050 | External Calculation | Installed capacity | Heating | DH - Heat recovery from fuel production | MWth | 0
BE | CD 2050 | External Calculation | Heat supply | District heating | Fuel production heat recovery | TWh/year | 0
BE | CD 2050 | External Calculation | Heat supply | District heating | Waste incineration | TWh/year | 0
BE | CD 2050 | External Calculation | Heat supply | District heating | Industrial excess | TWh/year | 0
BE | CD 2050 | External Calculation | PES | RES | Waste | TWh/year | 0
BE | CD 2050 | External Calculation | Installed capacity | Heating | DH - Waste incineration | MWth | 0
BE | CD 2050 | External Calculation | Installed capacity | Heating | DH - Excess heat from industry | MWth | 0
BE | CD 2050 | External Calculation | Installed capacity | Heating | DH - Heat recovery from fuel production | MWth | 0
CZ | CD 2050 | External Calculation | Heat supply | District heating | Fuel production heat recovery | TWh/year | 0
CZ | CD 2050 | External Calculation | Heat supply | District heating | Waste incineration | TWh/year | 0
CZ | CD 2050 | External Calculation | Heat supply | District heating | Industrial excess | TWh/year | 0
CZ | CD 2050 | External Calculation | PES | RES | Waste | TWh/year | 0
CZ | CD 2050 | External Calculation | Installed capacity | Heating | DH - Waste incineration | MWth | 0
CZ | CD 2050 | External Calculation | Installed capacity | Heating | DH - Excess heat from industry | MWth | 0
CZ | CD 2050 | External Calculation | Installed capacity | Heating | DH - Heat recovery from fuel production | MWth | 0
DE | CD 2050 | External Calculation | Heat supply | District heating | Fuel production heat recovery | TWh/year | 0
DE | CD 2050 | External Calculation | Heat supply | District heating | Waste incineration | TWh/year | 0
DE | CD 2050 | External Calculation | Heat supply | District heating | Industrial excess | TWh/year | 0
DE | CD 2050 | External Calculation | PES | RES | Waste | TWh/year | 0
DE | CD 2050 | External Calculation | Installed capacity | Heating | DH - Waste incineration | MWth | 0
DE | CD 2050 | External Calculation | Installed capacity | Heating | DH - Excess heat from industry | MWth | 0
DE | CD 2050 | External Calculation | Installed capacity | Heating | DH - Heat recovery from fuel production | MWth | 0
ES | CD 2050 | External Calculation | Heat supply | District heating | Fuel production heat recovery | TWh/year | 0
ES | CD 2050 | External Calculation | Heat supply | District heating | Waste incineration | TWh/year | 0
ES | CD 2050 | External Calculation | Heat supply | District heating | Industrial excess | TWh/year | 0
ES | CD 2050 | External Calculation | PES | RES | Waste | TWh/year | 0
ES | CD 2050 | External Calculation | Installed capacity | Heating | DH - Waste incineration | MWth | 0
ES | CD 2050 | External Calculation | Installed capacity | Heating | DH - Excess heat from industry | MWth | 0
ES | CD 2050 | External Calculation | Installed capacity | Heating | DH - Heat recovery from fuel production | MWth | 0
FI | CD 2050 | External Calculation | Heat supply | District heating | Fuel production heat recovery | TWh/year | 0
FI | CD 2050 | External Calculation | Heat supply | District heating | Waste incineration | TWh/year | 0
FI | CD 2050 | External Calculation | Heat supply | District heating | Industrial excess | TWh/year | 0
FI | CD 2050 | External Calculation | PES | RES | Waste | TWh/year | 0
FI | CD 2050 | External Calculation | Installed capacity | Heating | DH - Waste incineration | MWth | 0
FI | CD 2050 | External Calculation | Installed capacity | Heating | DH - Excess heat from industry | MWth | 0
FI | CD 2050 | External Calculation | Installed capacity | Heating | DH - Heat recovery from fuel production | MWth | 0
FR | CD 2050 | External Calculation | Heat supply | District heating | Fuel production heat recovery | TWh/year | 0
FR | CD 2050 | External Calculation | Heat supply | District heating | Waste incineration | TWh/year | 0
FR | CD 2050 | External Calculation | Heat supply | District heating | Industrial excess | TWh/year | 0
FR | CD 2050 | External Calculation | PES | RES | Waste | TWh/year | 0
FR | CD 2050 | External Calculation | Installed capacity | Heating | DH - Waste incineration | MWth | 0
FR | CD 2050 | External Calculation | Installed capacity | Heating | DH - Excess heat from industry | MWth | 0
FR | CD 2050 | External Calculation | Installed capacity | Heating | DH - Heat recovery from fuel production | MWth | 0
HU | CD 2050 | External Calculation | Heat supply | District heating | Fuel production heat recovery | TWh/year | 0
HU | CD 2050 | External Calculation | Heat supply | District heating | Waste incineration | TWh/year | 0
HU | CD 2050 | External Calculation | Heat supply | District heating | Industrial excess | TWh/year | 0
HU | CD 2050 | External Calculation | PES | RES | Waste | TWh/year | 0
HU | CD 2050 | External Calculation | Installed capacity | Heating | DH - Waste incineration | MWth | 0
HU | CD 2050 | External Calculation | Installed capacity | Heating | DH - Excess heat from industry | MWth | 0
HU | CD 2050 | External Calculation | Installed capacity | Heating | DH - Heat recovery from fuel production | MWth | 0
IT | CD 2050 | External Calculation | Heat supply | District heating | Fuel production heat recovery | TWh/year | 0
IT | CD 2050 | External Calculation | Heat supply | District heating | Waste incineration | TWh/year | 0
IT | CD 2050 | External Calculation | Heat supply | District heating | Industrial excess | TWh/year | 0
IT | CD 2050 | External Calculation | PES | RES | Waste | TWh/year | 0
IT | CD 2050 | External Calculation | Installed capacity | Heating | DH - Waste incineration | MWth | 0
IT | CD 2050 | External Calculation | Installed capacity | Heating | DH - Excess heat from industry | MWth | 0
IT | CD 2050 | External Calculation | Installed capacity | Heating | DH - Heat recovery from fuel production | MWth | 0
NL | CD 2050 | External Calculation | Heat supply | District heating | Fuel production heat recovery | TWh/year | 0
NL | CD 2050 | External Calculation | Heat supply | District heating | Waste incineration | TWh/year | 0
NL | CD 2050 | External Calculation | Heat supply | District heating | Industrial excess | TWh/year | 0
NL | CD 2050 | External Calculation | PES | RES | Waste | TWh/year | 0
NL | CD 2050 | External Calculation | Installed capacity | Heating | DH - Waste incineration | MWth | 0
NL | CD 2050 | External Calculation | Installed capacity | Heating | DH - Excess heat from industry | MWth | 0
NL | CD 2050 | External Calculation | Installed capacity | Heating | DH - Heat recovery from fuel production | MWth | 0
PL | CD 2050 | External Calculation | Heat supply | District heating | Fuel production heat recovery | TWh/year | 0
PL | CD 2050 | External Calculation | Heat supply | District heating | Waste incineration | TWh/year | 0
PL | CD 2050 | External Calculation | Heat supply | District heating | Industrial excess | TWh/year | 0
PL | CD 2050 | External Calculation | PES | RES | Waste | TWh/year | 0
PL | CD 2050 | External Calculation | Installed capacity | Heating | DH - Waste incineration | MWth | 0
PL | CD 2050 | External Calculation | Installed capacity | Heating | DH - Excess heat from industry | MWth | 0
PL | CD 2050 | External Calculation | Installed capacity | Heating | DH - Heat recovery from fuel production | MWth | 0
RO | CD 2050 | External Calculation | Heat supply | District heating | Fuel production heat recovery | TWh/year | 0
RO | CD 2050 | External Calculation | Heat supply | District heating | Waste incineration | TWh/year | 0
RO | CD 2050 | External Calculation | Heat supply | District heating | Industrial excess | TWh/year | 0
RO | CD 2050 | External Calculation | PES | RES | Waste | TWh/year | 0
RO | CD 2050 | External Calculation | Installed capacity | Heating | DH - Waste incineration | MWth | 0
RO | CD 2050 | External Calculation | Installed capacity | Heating | DH - Excess heat from industry | MWth | 0
RO | CD 2050 | External Calculation | Installed capacity | Heating | DH - Heat recovery from fuel production | MWth | 0
SE | CD 2050 | External Calculation | Heat supply | District heating | Fuel production heat recovery | TWh/year | 0
SE | CD 2050 | External Calculation | Heat supply | District heating | Waste incineration | TWh/year | 0
SE | CD 2050 | External Calculation | Heat supply | District heating | Industrial excess | TWh/year | 0
SE | CD 2050 | External Calculation | PES | RES | Waste | TWh/year | 0
SE | CD 2050 | External Calculation | Installed capacity | Heating | DH - Waste incineration | MWth | 0
SE | CD 2050 | External Calculation | Installed capacity | Heating | DH - Excess heat from industry | MWth | 0
SE | CD 2050 | External Calculation | Installed capacity | Heating | DH - Heat recovery from fuel production | MWth | 0
UK | CD 2050 | External Calculation | Heat supply | District heating | Fuel production heat recovery | TWh/year | 0
UK | CD 2050 | External Calculation | Heat supply | District heating | Waste incineration | TWh/year | 0
UK | CD 2050 | External Calculation | Heat supply | District heating | Industrial excess | TWh/year | 0
UK | CD 2050 | External Calculation | PES | RES | Waste | TWh/year | 0
UK | CD 2050 | External Calculation | Installed capacity | Heating | DH - Waste incineration | MWth | 0
UK | CD 2050 | External Calculation | Installed capacity | Heating | DH - Excess heat from industry | MWth | 0
UK | CD 2050 | External Calculation | Installed capacity | Heating | DH - Heat recovery from fuel production | MWth | 0
AT | BL 2050 | External Calculation | Heat supply | District heating | Fuel production heat recovery | TWh/year | 0
AT | BL 2050 | External Calculation | Heat supply | District heating | Waste incineration | TWh/year | 0.22
AT | BL 2050 | External Calculation | Heat supply | District heating | Industrial excess | TWh/year | 0
AT | BL 2050 | External Calculation | PES | RES | Waste | TWh/year | 0.22
AT | BL 2050 | External Calculation | Installed capacity | Heating | DH - Waste incineration | MWth | 25.05
AT | BL 2050 | External Calculation | Installed capacity | Heating | DH - Excess heat from industry | MWth | 0
AT | BL 2050 | External Calculation | Installed capacity | Heating | DH - Heat recovery from fuel production | MWth | 0
BE | BL 2050 | External Calculation | Heat supply | District heating | Fuel production heat recovery | TWh/year | 0
BE | BL 2050 | External Calculation | Heat supply | District heating | Waste incineration | TWh/year | 0
BE | BL 2050 | External Calculation | Heat supply | District heating | Industrial excess | TWh/year | 0
BE | BL 2050 | External Calculation | PES | RES | Waste | TWh/year | 0
BE | BL 2050 | External Calculation | Installed capacity | Heating | DH - Waste incineration | MWth | 0
BE | BL 2050 | External Calculation | Installed capacity | Heating | DH - Excess heat from industry | MWth | 0
BE | BL 2050 | External Calculation | Installed capacity | Heating | DH - Heat recovery from fuel production | MWth | 0
CZ | BL 2050 | External Calculation | Heat supply | District heating | Fuel production heat recovery | TWh/year | 0
CZ | BL 2050 | External Calculation | Heat supply | District heating | Waste incineration | TWh/year | 0.07
CZ | BL 2050 | External Calculation | Heat supply | District heating | Industrial excess | TWh/year | 0
CZ | BL 2050 | External Calculation | PES | RES | Waste | TWh/year | 0.07
CZ | BL 2050 | External Calculation | Installed capacity | Heating | DH - Waste incineration | MWth | 7.97
CZ | BL 2050 | External Calculation | Installed capacity | Heating | DH - Excess heat from industry | MWth | 0
CZ | BL 2050 | External Calculation | Installed capacity | Heating | DH - Heat recovery from fuel production | MWth | 0
DE | BL 2050 | External Calculation | Heat supply | District heating | Fuel production heat recovery | TWh/year | 0
DE | BL 2050 | External Calculation | Heat supply | District heating | Waste incineration | TWh/year | 1.26
DE | BL 2050 | External Calculation | Heat supply | District heating | Industrial excess | TWh/year | 0
DE | BL 2050 | External Calculation | PES | RES | Waste | TWh/year | 1.26
DE | BL 2050 | External Calculation | Installed capacity | Heating | DH - Waste incineration | MWth | 143.44
DE | BL 2050 | External Calculation | Installed capacity | Heating | DH - Excess heat from industry | MWth | 0
DE | BL 2050 | External Calculation | Installed capacity | Heating | DH - Heat recovery from fuel production | MWth | 0
ES | BL 2050 | External Calculation | Heat supply | District heating | Fuel production heat recovery | TWh/year | 0
ES | BL 2050 | External Calculation | Heat supply | District heating | Waste incineration | TWh/year | 0
ES | BL 2050 | External Calculation | Heat supply | District heating | Industrial excess | TWh/year | 0
ES | BL 2050 | External Calculation | PES | RES | Waste | TWh/year | 0
ES | BL 2050 | External Calculation | Installed capacity | Heating | DH - Waste incineration | MWth | 0
ES | BL 2050 | External Calculation | Installed capacity | Heating | DH - Excess heat from industry | MWth | 0
ES | BL 2050 | External Calculation | Installed capacity | Heating | DH - Heat recovery from fuel production | MWth | 0
FI | BL 2050 | External Calculation | Heat supply | District heating | Fuel production heat recovery | TWh/year | 0
FI | BL 2050 | External Calculation | Heat supply | District heating | Waste incineration | TWh/year | 0.15
FI | BL 2050 | External Calculation | Heat supply | District heating | Industrial excess | TWh/year | 0
FI | BL 2050 | External Calculation | PES | RES | Waste | TWh/year | 0.15
FI | BL 2050 | External Calculation | Installed capacity | Heating | DH - Waste incineration | MWth | 17.08
FI | BL 2050 | External Calculation | Installed capacity | Heating | DH - Excess heat from industry | MWth | 0
FI | BL 2050 | External Calculation | Installed capacity | Heating | DH - Heat recovery from fuel production | MWth | 0
FR | BL 2050 | External Calculation | Heat supply | District heating | Fuel production heat recovery | TWh/year | 0
FR | BL 2050 | External Calculation | Heat supply | District heating | Waste incineration | TWh/year | 0
FR | BL 2050 | External Calculation | Heat supply | District heating | Industrial excess | TWh/year | 0
FR | BL 2050 | External Calculation | PES | RES | Waste | TWh/year | 0
FR | BL 2050 | External Calculation | Installed capacity | Heating | DH - Waste incineration | MWth | 0
FR | BL 2050 | External Calculation | Installed capacity | Heating | DH - Excess heat from industry | MWth | 0
FR | BL 2050 | External Calculation | Installed capacity | Heating | DH - Heat recovery from fuel production | MWth | 0
HU | BL 2050 | External Calculation | Heat supply | District heating | Fuel production heat recovery | TWh/year | 0
HU | BL 2050 | External Calculation | Heat supply | District heating | Waste incineration | TWh/year | 0
HU | BL 2050 | External Calculation | Heat supply | District heating | Industrial excess | TWh/year | 0
HU | BL 2050 | External Calculation | PES | RES | Waste | TWh/year | 0
HU | BL 2050 | External Calculation | Installed capacity | Heating | DH - Waste incineration | MWth | 0
HU | BL 2050 | External Calculation | Installed capacity | Heating | DH - Excess heat from industry | MWth | 0
HU | BL 2050 | External Calculation | Installed capacity | Heating | DH - Heat recovery from fuel production | MWth | 0
IT | BL 2050 | External Calculation | Heat supply | District heating | Fuel production heat recovery | TWh/year | 0
IT | BL 2050 | External Calculation | Heat supply | District heating | Waste incineration | TWh/year | 0
IT | BL 2050 | External Calculation | Heat supply | District heating | Industrial excess | TWh/year | 0
IT | BL 2050 | External Calculation | PES | RES | Waste | TWh/year | 0
IT | BL 2050 | External Calculation | Installed capacity | Heating | DH - Waste incineration | MWth | 0
IT | BL 2050 | External Calculation | Installed capacity | Heating | DH - Excess heat from industry | MWth | 0
IT | BL 2050 | External Calculation | Installed capacity | Heating | DH - Heat recovery from fuel production | MWth | 0
NL | BL 2050 | External Calculation | Heat supply | District heating | Fuel production heat recovery | TWh/year | 0
NL | BL 2050 | External Calculation | Heat supply | District heating | Waste incineration | TWh/year | 0
NL | BL 2050 | External Calculation | Heat supply | District heating | Industrial excess | TWh/year | 0
NL | BL 2050 | External Calculation | PES | RES | Waste | TWh/year | 0
NL | BL 2050 | External Calculation | Installed capacity | Heating | DH - Waste incineration | MWth | 0
NL | BL 2050 | External Calculation | Installed capacity | Heating | DH - Excess heat from industry | MWth | 0
NL | BL 2050 | External Calculation | Installed capacity | Heating | DH - Heat recovery from fuel production | MWth | 0
PL | BL 2050 | External Calculation | Heat supply | District heating | Fuel production heat recovery | TWh/year | 0
PL | BL 2050 | External Calculation | Heat supply | District heating | Waste incineration | TWh/year | 0
PL | BL 2050 | External Calculation | Heat supply | District heating | Industrial excess | TWh/year | 0
PL | BL 2050 | External Calculation | PES | RES | Waste | TWh/year | 0
PL | BL 2050 | External Calculation | Installed capacity | Heating | DH - Waste incineration | MWth | 0
PL | BL 2050 | External Calculation | Installed capacity | Heating | DH - Excess heat from industry | MWth | 0
PL | BL 2050 | External Calculation | Installed capacity | Heating | DH - Heat recovery from fuel production | MWth | 0
RO | BL 2050 | External Calculation | Heat supply | District heating | Fuel production heat recovery | TWh/year | 0
RO | BL 2050 | External Calculation | Heat supply | District heating | Waste incineration | TWh/year | 0
RO | BL 2050 | External Calculation | Heat supply | District heating | Industrial excess | TWh/year | 0
RO | BL 2050 | External Calculation | PES | RES | Waste | TWh/year | 0
RO | BL 2050 | External Calculation | Installed capacity | Heating | DH - Waste incineration | MWth | 0
RO | BL 2050 | External Calculation | Installed capacity | Heating | DH - Excess heat from industry | MWth | 0
RO | BL 2050 | External Calculation | Installed capacity | Heating | DH - Heat recovery from fuel production | MWth | 0
SE | BL 2050 | External Calculation | Heat supply | District heating | Fuel production heat recovery | TWh/year | 0
SE | BL 2050 | External Calculation | Heat supply | District heating | Waste incineration | TWh/year | 0.47
SE | BL 2050 | External Calculation | Heat supply | District heating | Industrial excess | TWh/year | 0
SE | BL 2050 | External Calculation | PES | RES | Waste | TWh/year | 0.47
SE | BL 2050 | External Calculation | Installed capacity | Heating | DH - Waste incineration | MWth | 53.51
SE | BL 2050 | External Calculation | Installed capacity | Heating | DH - Excess heat from industry | MWth | 0
SE | BL 2050 | External Calculation | Installed capacity | Heating | DH - Heat recovery from fuel production | MWth | 0
UK | BL 2050 | External Calculation | Heat supply | District heating | Fuel production heat recovery | TWh/year | 0
UK | BL 2050 | External Calculation | Heat supply | District heating | Waste incineration | TWh/year | 0
UK | BL 2050 | External Calculation | Heat supply | District heating | Industrial excess | TWh/year | 0
UK | BL 2050 | External Calculation | PES | RES | Waste | TWh/year | 0
UK | BL 2050 | External Calculation | Installed capacity | Heating | DH - Waste incineration | MWth | 0
UK | BL 2050 | External Calculation | Installed capacity | Heating | DH - Excess heat from industry | MWth | 0
UK | BL 2050 | External Calculation | Installed capacity | Heating | DH - Heat recovery from fuel production | MWth | 0
AT | BL 2015 | External Calculation | Heat supply | District heating | Fuel production heat recovery | TWh/year | 0
AT | BL 2015 | External Calculation | Heat supply | District heating | Waste incineration | TWh/year | 0.36
AT | BL 2015 | External Calculation | Heat supply | District heating | Industrial excess | TWh/year | 0
AT | BL 2015 | External Calculation | PES | RES | Waste | TWh/year | 0.36
AT | BL 2015 | External Calculation | Installed capacity | Heating | DH - Waste incineration | MWth | 40.98
AT | BL 2015 | External Calculation | Installed capacity | Heating | DH - Excess heat from industry | MWth | 0
AT | BL 2015 | External Calculation | Installed capacity | Heating | DH - Heat recovery from fuel production | MWth | 0
BE | BL 2015 | External Calculation | Heat supply | District heating | Fuel production heat recovery | TWh/year | 0
BE | BL 2015 | External Calculation | Heat supply | District heating | Waste incineration | TWh/year | 0
BE | BL 2015 | External Calculation | Heat supply | District heating | Industrial excess | TWh/year | 0
BE | BL 2015 | External Calculation | PES | RES | Waste | TWh/year | 0
BE | BL 2015 | External Calculation | Installed capacity | Heating | DH - Waste incineration | MWth | 0
BE | BL 2015 | External Calculation | Installed capacity | Heating | DH - Excess heat from industry | MWth | 0
BE | BL 2015 | External Calculation | Installed capacity | Heating | DH - Heat recovery from fuel production | MWth | 0
CZ | BL 2015 | External Calculation | Heat supply | District heating | Fuel production heat recovery | TWh/year | 0
CZ | BL 2015 | External Calculation | Heat supply | District heating | Waste incineration | TWh/year | 0.1
CZ | BL 2015 | External Calculation | Heat supply | District heating | Industrial excess | TWh/year | 0
CZ | BL 2015 | External Calculation | PES | RES | Waste | TWh/year | 0.1
CZ | BL 2015 | External Calculation | Installed capacity | Heating | DH - Waste incineration | MWth | 11.38
CZ | BL 2015 | External Calculation | Installed capacity | Heating | DH - Excess heat from industry | MWth | 0
CZ | BL 2015 | External Calculation | Installed capacity | Heating | DH - Heat recovery from fuel production | MWth | 0
DE | BL 2015 | External Calculation | Heat supply | District heating | Fuel production heat recovery | TWh/year | 0
DE | BL 2015 | External Calculation | Heat supply | District heating | Waste incineration | TWh/year | 5.03
DE | BL 2015 | External Calculation | Heat supply | District heating | Industrial excess | TWh/year | 0
DE | BL 2015 | External Calculation | PES | RES | Waste | TWh/year | 5.03
DE | BL 2015 | External Calculation | Installed capacity | Heating | DH - Waste incineration | MWth | 572.63
DE | BL 2015 | External Calculation | Installed capacity | Heating | DH - Excess heat from industry | MWth | 0
DE | BL 2015 | External Calculation | Installed capacity | Heating | DH - Heat recovery from fuel production | MWth | 0
ES | BL 2015 | External Calculation | Heat supply | District heating | Fuel production heat recovery | TWh/year | 0
ES | BL 2015 | External Calculation | Heat supply | District heating | Waste incineration | TWh/year | 0
ES | BL 2015 | External Calculation | Heat supply | District heating | Industrial excess | TWh/year | 0
ES | BL 2015 | External Calculation | PES | RES | Waste | TWh/year | 0
ES | BL 2015 | External Calculation | Installed capacity | Heating | DH - Waste incineration | MWth | 0
ES | BL 2015 | External Calculation | Installed capacity | Heating | DH - Excess heat from industry | MWth | 0
ES | BL 2015 | External Calculation | Installed capacity | Heating | DH - Heat recovery from fuel production | MWth | 0
FI | BL 2015 | External Calculation | Heat supply | District heating | Fuel production heat recovery | TWh/year | 0
FI | BL 2015 | External Calculation | Heat supply | District heating | Waste incineration | TWh/year | 0.3
FI | BL 2015 | External Calculation | Heat supply | District heating | Industrial excess | TWh/year | 0
FI | BL 2015 | External Calculation | PES | RES | Waste | TWh/year | 0.3
FI | BL 2015 | External Calculation | Installed capacity | Heating | DH - Waste incineration | MWth | 34.15
FI | BL 2015 | External Calculation | Installed capacity | Heating | DH - Excess heat from industry | MWth | 0
FI | BL 2015 | External Calculation | Installed capacity | Heating | DH - Heat recovery from fuel production | MWth | 0
FR | BL 2015 | External Calculation | Heat supply | District heating | Fuel production heat recovery | TWh/year | 0
FR | BL 2015 | External Calculation | Heat supply | District heating | Waste incineration | TWh/year | 5.18
FR | BL 2015 | External Calculation | Heat supply | District heating | Industrial excess | TWh/year | 0
FR | BL 2015 | External Calculation | PES | RES | Waste | TWh/year | 5.18
FR | BL 2015 | External Calculation | Installed capacity | Heating | DH - Waste incineration | MWth | 589.71
FR | BL 2015 | External Calculation | Installed capacity | Heating | DH - Excess heat from industry | MWth | 0
FR | BL 2015 | External Calculation | Installed capacity | Heating | DH - Heat recovery from fuel production | MWth | 0
HU | BL 2015 | External Calculation | Heat supply | District heating | Fuel production heat recovery | TWh/year | 0
HU | BL 2015 | External Calculation | Heat supply | District heating | Waste incineration | TWh/year | 0
HU | BL 2015 | External Calculation | Heat supply | District heating | Industrial excess | TWh/year | 0
HU | BL 2015 | External Calculation | PES | RES | Waste | TWh/year | 0
HU | BL 2015 | External Calculation | Installed capacity | Heating | DH - Waste incineration | MWth | 0
HU | BL 2015 | External Calculation | Installed capacity | Heating | DH - Excess heat from industry | MWth | 0
HU | BL 2015 | External Calculation | Installed capacity | Heating | DH - Heat recovery from fuel production | MWth | 0
IT | BL 2015 | External Calculation | Heat supply | District heating | Fuel production heat recovery | TWh/year | 0
IT | BL 2015 | External Calculation | Heat supply | District heating | Waste incineration | TWh/year | 0
IT | BL 2015 | External Calculation | Heat supply | District heating | Industrial excess | TWh/year | 0
IT | BL 2015 | External Calculation | PES | RES | Waste | TWh/year | 0
IT | BL 2015 | External Calculation | Installed capacity | Heating | DH - Waste incineration | MWth | 0
IT | BL 2015 | External Calculation | Installed capacity | Heating | DH - Excess heat from industry | MWth | 0
IT | BL 2015 | External Calculation | Installed capacity | Heating | DH - Heat recovery from fuel production | MWth | 0
NL | BL 2015 | External Calculation | Heat supply | District heating | Fuel production heat recovery | TWh/year | 0
NL | BL 2015 | External Calculation | Heat supply | District heating | Waste incineration | TWh/year | 1.08
NL | BL 2015 | External Calculation | Heat supply | District heating | Industrial excess | TWh/year | 0
NL | BL 2015 | External Calculation | PES | RES | Waste | TWh/year | 1.08
NL | BL 2015 | External Calculation | Installed capacity | Heating | DH - Waste incineration | MWth | 122.95
NL | BL 2015 | External Calculation | Installed capacity | Heating | DH - Excess heat from industry | MWth | 0
NL | BL 2015 | External Calculation | Installed capacity | Heating | DH - Heat recovery from fuel production | MWth | 0
PL | BL 2015 | External Calculation | Heat supply | District heating | Fuel production heat recovery | TWh/year | 0
PL | BL 2015 | External Calculation | Heat supply | District heating | Waste incineration | TWh/year | 0.02
PL | BL 2015 | External Calculation | Heat supply | District heating | Industrial excess | TWh/year | 0
PL | BL 2015 | External Calculation | PES | RES | Waste | TWh/year | 0.02
PL | BL 2015 | External Calculation | Installed capacity | Heating | DH - Waste incineration | MWth | 2.28
PL | BL 2015 | External Calculation | Installed capacity | Heating | DH - Excess heat from industry | MWth | 0
PL | BL 2015 | External Calculation | Installed capacity | Heating | DH - Heat recovery from fuel production | MWth | 0
RO | BL 2015 | External Calculation | Heat supply | District heating | Fuel production heat recovery | TWh/year | 0
RO | BL 2015 | External Calculation | Heat supply | District heating | Waste incineration | TWh/year | 0
RO | BL 2015 | External Calculation | Heat supply | District heating | Industrial excess | TWh/year | 0
RO | BL 2015 | External Calculation | PES | RES | Waste | TWh/year | 0
RO | BL 2015 | External Calculation | Installed capacity | Heating | DH - Waste incineration | MWth | 0
RO | BL 2015 | External Calculation | Installed capacity | Heating | DH - Excess heat from industry | MWth | 0
RO | BL 2015 | External Calculation | Installed capacity | Heating | DH - Heat recovery from fuel production | MWth | 0
SE | BL 2015 | External Calculation | Heat supply | District heating | Fuel production heat recovery | TWh/year | 0
SE | BL 2015 | External Calculation | Heat supply | District heating | Waste incineration | TWh/year | 0.77
SE | BL 2015 | External Calculation | Heat supply | District heating | Industrial excess | TWh/year | 0
SE | BL 2015 | External Calculation | PES | RES | Waste | TWh/year | 0.77
SE | BL 2015 | External Calculation | Installed capacity | Heating | DH - Waste incineration | MWth | 87.66
SE | BL 2015 | External Calculation | Installed capacity | Heating | DH - Excess heat from industry | MWth | 0
SE | BL 2015 | External Calculation | Installed capacity | Heating | DH - Heat recovery from fuel production | MWth | 0
UK | BL 2015 | External Calculation | Heat supply | District heating | Fuel production heat recovery | TWh/year | 0
UK | BL 2015 | External Calculation | Heat supply | District heating | Waste incineration | TWh/year | 0.13
UK | BL 2015 | External Calculation | Heat supply | District heating | Industrial excess | TWh/year | 0
UK | BL 2015 | External Calculation | PES | RES | Waste | TWh/year | 0.13
UK | BL 2015 | External Calculation | Installed capacity | Heating | DH - Waste incineration | MWth | 14.8
UK | BL 2015 | External Calculation | Installed capacity | Heating | DH - Excess heat from industry | MWth | 0
UK | BL 2015 | External Calculation | Installed capacity | Heating | DH - Heat recovery from fuel production | MWth | 0
AT | 1990 | Manual | Emissions | Total | CO2-emissions | Mt | 79.6
BE | 1990 | Manual | Emissions | Total | CO2-emissions | Mt | 149.8
CZ | 1990 | Manual | Emissions | Total | CO2-emissions | Mt | 200.1
DE | 1990 | Manual | Emissions | Total | CO2-emissions | Mt | 1263.7
ES | 1990 | Manual | Emissions | Total | CO2-emissions | Mt | 292.5
FI | 1990 | Manual | Emissions | Total | CO2-emissions | Mt | 72.3
FR | 1990 | Manual | Emissions | Total | CO2-emissions | Mt | 555.1
HU | 1990 | Manual | Emissions | Total | CO2-emissions | Mt | 94.3
IT | 1990 | Manual | Emissions | Total | CO2-emissions | Mt | 522.7
NL | 1990 | Manual | Emissions | Total | CO2-emissions | Mt | 225.9
PL | 1990 | Manual | Emissions | Total | CO2-emissions | Mt | 467.9
RO | 1990 | Manual | Emissions | Total | CO2-emissions | Mt | 247.5
SE | 1990 | Manual | Emissions | Total | CO2-emissions | Mt | 72.9
UK | 1990 | Manual | Emissions | Total | CO2-emissions | Mt | 812.1
AT | 2015 | Manual | Emissions | Total | CO2-emissions | Mt | 74.4103
BE | 2015 | Manual | Emissions | Total | CO2-emissions | Mt | 116.4022
CZ | 2015 | Manual | Emissions | Total | CO2-emissions | Mt | 121.0885
DE | 2015 | Manual | Emissions | Total | CO2-emissions | Mt | 892.3763
ES | 2015 | Manual | Emissions | Total | CO2-emissions | Mt | 293.8024
FI | 2015 | Manual | Emissions | Total | CO2-emissions | Mt | 26.589
FR | 2015 | Manual | Emissions | Total | CO2-emissions | Mt | 417.2305
HU | 2015 | Manual | Emissions | Total | CO2-emissions | Mt | 55.6536
IT | 2015 | Manual | Emissions | Total | CO2-emissions | Mt | 397.5521
NL | 2015 | Manual | Emissions | Total | CO2-emissions | Mt | 201.2092
PL | 2015 | Manual | Emissions | Total | CO2-emissions | Mt | 357.9406
RO | 2015 | Manual | Emissions | Total | CO2-emissions | Mt | 92.86
SE | 2015 | Manual | Emissions | Total | CO2-emissions | Mt | 8.8898
UK | 2015 | Manual | Emissions | Total | CO2-emissions | Mt | 492.7951
AT | BL 2050 | Manual | Emissions | Non-energy fuels | CO2-emissions | Mt | 5.3022
BE | BL 2050 | Manual | Emissions | Non-energy fuels | CO2-emissions | Mt | 24.8716
CZ | BL 2050 | Manual | Emissions | Non-energy fuels | CO2-emissions | Mt | 6.4317
DE | BL 2050 | Manual | Emissions | Non-energy fuels | CO2-emissions | Mt | 66.1035
ES | BL 2050 | Manual | Emissions | Non-energy fuels | CO2-emissions | Mt | 19.6296
FI | BL 2050 | Manual | Emissions | Non-energy fuels | CO2-emissions | Mt | 3.5804
FR | BL 2050 | Manual | Emissions | Non-energy fuels | CO2-emissions | Mt | 33.6943
HU | BL 2050 | Manual | Emissions | Non-energy fuels | CO2-emissions | Mt | 5.6796
IT | BL 2050 | Manual | Emissions | Non-energy fuels | CO2-emissions | Mt | 28.1466
NL | BL 2050 | Manual | Emissions | Non-energy fuels | CO2-emissions | Mt | 43.1813
PL | BL 2050 | Manual | Emissions | Non-energy fuels | CO2-emissions | Mt | 12.1141
RO | BL 2050 | Manual | Emissions | Non-energy fuels | CO2-emissions | Mt | 3.6648
SE | BL 2050 | Manual | Emissions | Non-energy fuels | CO2-emissions | Mt | 5.9235
UK | BL 2050 | Manual | Emissions | Non-energy fuels | CO2-emissions | Mt | 22.0541
AT | BL 2050 | Manual | Emissions | Other sectors | CO2-emissions | Mt | 2.2952
BE | BL 2050 | Manual | Emissions | Other sectors | CO2-emissions | Mt | 5.4941
CZ | BL 2050 | Manual | Emissions | Other sectors | CO2-emissions | Mt | 3.7331
DE | BL 2050 | Manual | Emissions | Other sectors | CO2-emissions | Mt | 33.1474
ES | BL 2050 | Manual | Emissions | Other sectors | CO2-emissions | Mt | 3.609
FI | BL 2050 | Manual | Emissions | Other sectors | CO2-emissions | Mt | -10.5297
FR | BL 2050 | Manual | Emissions | Other sectors | CO2-emissions | Mt | 28.3339
HU | BL 2050 | Manual | Emissions | Other sectors | CO2-emissions | Mt | 2.5639
IT | BL 2050 | Manual | Emissions | Other sectors | CO2-emissions | Mt | 6.66
NL | BL 2050 | Manual | Emissions | Other sectors | CO2-emissions | Mt | 15.0877
PL | BL 2050 | Manual | Emissions | Other sectors | CO2-emissions | Mt | 6.94
RO | BL 2050 | Manual | Emissions | Other sectors | CO2-emissions | Mt | 0.58693
SE | BL 2050 | Manual | Emissions | Other sectors | CO2-emissions | Mt | -19.1411
UK | BL 2050 | Manual | Emissions | Other sectors | CO2-emissions | Mt | 23.8083
AT | CD 2050 | Manual | Emissions | Non-energy fuels | CO2-emissions | Mt | 5.3022
BE | CD 2050 | Manual | Emissions | Non-energy fuels | CO2-emissions | Mt | 24.8716
CZ | CD 2050 | Manual | Emissions | Non-energy fuels | CO2-emissions | Mt | 6.4317
DE | CD 2050 | Manual | Emissions | Non-energy fuels | CO2-emissions | Mt | 66.1035
ES | CD 2050 | Manual | Emissions | Non-energy fuels | CO2-emissions | Mt | 19.6296
FI | CD 2050 | Manual | Emissions | Non-energy fuels | CO2-emissions | Mt | 3.5804
FR | CD 2050 | Manual | Emissions | Non-energy fuels | CO2-emissions | Mt | 33.6943
HU | CD 2050 | Manual | Emissions | Non-energy fuels | CO2-emissions | Mt | 5.6796
IT | CD 2050 | Manual | Emissions | Non-energy fuels | CO2-emissions | Mt | 28.1466
NL | CD 2050 | Manual | Emissions | Non-energy fuels | CO2-emissions | Mt | 43.1813
PL | CD 2050 | Manual | Emissions | Non-energy fuels | CO2-emissions | Mt | 12.1141
RO | CD 2050 | Manual | Emissions | Non-energy fuels | CO2-emissions | Mt | 3.6648
SE | CD 2050 | Manual | Emissions | Non-energy fuels | CO2-emissions | Mt | 5.9235
UK | CD 2050 | Manual | Emissions | Non-energy fuels | CO2-emissions | Mt | 22.0541
AT | CD 2050 | Manual | Emissions | Other sectors | CO2-emissions | Mt | 2.2952
BE | CD 2050 | Manual | Emissions | Other sectors | CO2-emissions | Mt | 5.4941
CZ | CD 2050 | Manual | Emissions | Other sectors | CO2-emissions | Mt | 3.7331
DE | CD 2050 | Manual | Emissions | Other sectors | CO2-emissions | Mt | 33.1474
ES | CD 2050 | Manual | Emissions | Other sectors | CO2-emissions | Mt | 3.609
FI | CD 2050 | Manual | Emissions | Other sectors | CO2-emissions | Mt | -10.5297
FR | CD 2050 | Manual | Emissions | Other sectors | CO2-emissions | Mt | 28.3339
HU | CD 2050 | Manual | Emissions | Other sectors | CO2-emissions | Mt | 2.5639
IT | CD 2050 | Manual | Emissions | Other sectors | CO2-emissions | Mt | 6.66
NL | CD 2050 | Manual | Emissions | Other sectors | CO2-emissions | Mt | 15.0877
PL | CD 2050 | Manual | Emissions | Other sectors | CO2-emissions | Mt | 6.94
RO | CD 2050 | Manual | Emissions | Other sectors | CO2-emissions | Mt | 0.58693
SE | CD 2050 | Manual | Emissions | Other sectors | CO2-emissions | Mt | -19.1411
UK | CD 2050 | Manual | Emissions | Other sectors | CO2-emissions | Mt | 23.8083
AT | HRE 2050 | Manual | Emissions | Non-energy fuels | CO2-emissions | Mt | 5.3022
BE | HRE 2050 | Manual | Emissions | Non-energy fuels | CO2-emissions | Mt | 24.8716
CZ | HRE 2050 | Manual | Emissions | Non-energy fuels | CO2-emissions | Mt | 6.4317
DE | HRE 2050 | Manual | Emissions | Non-energy fuels | CO2-emissions | Mt | 66.1035
ES | HRE 2050 | Manual | Emissions | Non-energy fuels | CO2-emissions | Mt | 19.6296
FI | HRE 2050 | Manual | Emissions | Non-energy fuels | CO2-emissions | Mt | 3.5804
FR | HRE 2050 | Manual | Emissions | Non-energy fuels | CO2-emissions | Mt | 33.6943
HU | HRE 2050 | Manual | Emissions | Non-energy fuels | CO2-emissions | Mt | 5.6796
IT | HRE 2050 | Manual | Emissions | Non-energy fuels | CO2-emissions | Mt | 28.1466
NL | HRE 2050 | Manual | Emissions | Non-energy fuels | CO2-emissions | Mt | 43.1813
PL | HRE 2050 | Manual | Emissions | Non-energy fuels | CO2-emissions | Mt | 12.1141
RO | HRE 2050 | Manual | Emissions | Non-energy fuels | CO2-emissions | Mt | 3.6648
SE | HRE 2050 | Manual | Emissions | Non-energy fuels | CO2-emissions | Mt | 5.9235
UK | HRE 2050 | Manual | Emissions | Non-energy fuels | CO2-emissions | Mt | 22.0541
AT | HRE 2050 | Manual | Emissions | Other sectors | CO2-emissions | Mt | 2.2952
BE | HRE 2050 | Manual | Emissions | Other sectors | CO2-emissions | Mt | 5.4941
CZ | HRE 2050 | Manual | Emissions | Other sectors | CO2-emissions | Mt | 3.7331
DE | HRE 2050 | Manual | Emissions | Other sectors | CO2-emissions | Mt | 33.1474
ES | HRE 2050 | Manual | Emissions | Other sectors | CO2-emissions | Mt | 3.609
FI | HRE 2050 | Manual | Emissions | Other sectors | CO2-emissions | Mt | -10.5297
FR | HRE 2050 | Manual | Emissions | Other sectors | CO2-emissions | Mt | 28.3339
HU | HRE 2050 | Manual | Emissions | Other sectors | CO2-emissions | Mt | 2.5639
IT | HRE 2050 | Manual | Emissions | Other sectors | CO2-emissions | Mt | 6.66
NL | HRE 2050 | Manual | Emissions | Other sectors | CO2-emissions | Mt | 15.0877
PL | HRE 2050 | Manual | Emissions | Other sectors | CO2-emissions | Mt | 6.94
RO | HRE 2050 | Manual | Emissions | Other sectors | CO2-emissions | Mt | 0.58693
SE | HRE 2050 | Manual | Emissions | Other sectors | CO2-emissions | Mt | -19.1411
UK | HRE 2050 | Manual | Emissions | Other sectors | CO2-emissions | Mt | 23.8083

## 3. Summary data
3. Summary Data
HRE14 countries
a. | Primary Energy Supply, HRE14 countries
Category | PES
Country | All
PES, TWh/year |  |  | Scenario
SourceType | Source | Unit | BL 2015 | BL 2050 | CD 2050 | HRE 2050
Fossil Fuel | Coal | TWh/year | 2591.06 | 1659.5 | 61.73 | 58.62
| Natural gas | TWh/year | 4648.71 | 3441.95 | 2112.17 | 617.87
| Oil | TWh/year | 4557.21 | 3362.02 | 772.38 | 709.44
Fossil Fuel Total |  |  | 11796.98 | 8463.47 | 2946.28 | 1385.93
Nuclear | Nuclear | TWh/year | 2787.65 | 2948.9 | 654.95 | 654.95
Nuclear Total |  |  | 2787.65 | 2948.9 | 654.95 | 654.95
RES | Biomass | TWh/year | 1166.18 | 1951.64 | 7919.38 | 7486.85
| Geothermal elec. | TWh/year | 4.89 | 49.82 | 59.23 | 59.23
| Geothermal heat | TWh/year | 6.81 | 3.26 | 7.75 | 42.89
| Hydro | TWh/year | 281.46 | 346.15 | 330.15 | 331.81
| Solar elec. | TWh/year | 33.09 | 418.98 | 1972.83 | 1934.24
| Solar heat | TWh/year | 12.15 | 18.85 | 7.58 | 16.58
| Waste | TWh/year | 12.97 | 2.17 | 0 | 22.7
| Wave & tidal | TWh/year | 0 | 41.36 | 222.48 | 222.48
| Wind | TWh/year | 131.34 | 939.42 | 3349.16 | 3294.49
RES Total |  |  | 1648.89 | 3771.65 | 13868.56 | 13411.27
Grand Total |  |  | 16233.52 | 15184.02 | 17469.79 | 15452.15
b. | Installed Capacity, HRE14 countries
Category | Installed capacity
Country | All
Installed Capacity, MW |  |  | Scenario |  |  |  | Sector | Technology | Unit | BL 2015 | BL 2050 | CD 2050 | HRE 2050
Sector | Source | Unit | BL 2015 | BL 2050 | CD 2050 | HRE 2050 | Electricity | Concentrated solar power | GWe | - | - | 98.77 | 98.77
Electricity | Concentrated solar power | MWe | 0 | 0 | 98769 | 98769 |  | Dammed hydro | GWe | 58.98 | 84.57 | 84.57 | 84.57 |  | BL 2015/2050 | CD 2050 | HRE 2050
| Dammed hydro | MWe | 58984.97 | 84568.22 | 84566 | 84566 |  | Nuclear | GWe | 126.73 | 109.75 | 24.37 | 24.37 | Thermal demands | JRC Baseline | JRC Baseline | JRC Baseline + HRE4
| Nuclear | MWe | 126731 | 109753.72 | 24374 | 24374 |  | Offshore wind | GWe | 2.04 | 76.55 | 232.45 | 248.9 | Heating and cooling | JRC Baseline | JRC Baseline | HRE4
| Offshore wind | MWe | 2038.4 | 76547.47 | 232450 | 248900 |  | Onshore wind | GWe | 68.46 | 338.55 | 1287.13 | 1229 | Electricity | JRC Baseline | JRC Baseline and ProRES | JRC Baseline, ProRES and HRE4
| Onshore wind | MWe | 68456.67 | 338550.27 | 1287130 | 1229000 |  | Photovoltaic | GWe | 28.76 | 362.63 | 1453 | 1421 | Industry and process | JRC Baseline | JRC ProRES | JRC ProRES
| Photovoltaic | MWe | 28756.51 | 362633.67 | 1453000 | 1421000 |  | River hydro | GWe | 28.29 | 28.79 | 31.66 | 31.66 | Transport | JRC Baseline | JRC ProRES | JRC ProRES
| River hydro | MWe | 28293.03 | 28790.88 | 31663 | 31663 |  | Geothermal plants | GWe | 0.62 | 6.02 | 7.12 | 7.12
| Geothermal plants | MWe | 619.9 | 6020.47 | 7120 | 7120 |  | CHP plants (electric capacity) | GWe | 63.9 | 77.76 | 77.76 | 92.15
| CHP plants (electric capacity) | MWe | 63902.77 | 77760.45 | 77760.45 | 92151.02 |  | Condensing power plants | GWe | 345.97 | 510.24 | 1265.24 | 1202.35
| Condensing power plants | MWe | 345971.23 | 510239.55 | 1265239.55 | 1202348.98 |  | Wave & tidal | GWe | - | 4.71 | 25.33 | 25.33
| Wave & tidal | MWe | 0 | 4708.77 | 25329 | 25329 | Heating | DH - Heat pumps | GWe | 0.41 | 0.41 | 0.41 | 23.75
Electricity Total |  |  | 723754.48 | 1599573.47 | 4587401 | 4465221 |  | DH - Electric boilers | GWe | - | - | - | 23.75
Cooling | District cooling - chillers | MWth | 0 | 0 | 0 | 22275.7143 |  | DH - CHP (thermal capacity) | GWth | 87.48 | 87.48 | 87.48 | 103.67
| Indv. cooling | MWe | 13258.0303 | 96577.1212 | 96577.1212 | 93207.1212 |  | DH - Boilers | GWth | 209.95 | 209.95 | 195.27 | 170.44
Cooling Total |  |  | 13258.0303 | 96577.1212 | 96577.1212 | 115482.8355 |  | DH - Solar thermal* | GWth | (0,01) | (15,05) | (4,48) | (11,88)
Heating | DH - Heat pumps | MWe | 406.5 | 406.5 | 406.5 | 23750 |  | DH - Geothermal** | GWth | (0,78) | (0,37) | (0,88) | (4,88)
| DH - Electric boilers | MWe | 0 | 0 | 0 | 23750 |  | DH - Waste incineration** | GWth | (2,95) | (0,5) | - | (2,59)
| DH - CHP (thermal capacity) | MWth | 87480.5 | 87480.5 | 87480.5 | 103669.78 |  | DH - Excess heat from industry** | GWth | - | - | - | (10,92)
| DH - Boilers | MWth | 209953.2 | 209953.2 | 195274.8 | 170442 |  | DH - Heat recovery from fuel production** | GWth | - | - | - | (17,61)
| DH - Solar thermal | MWth | 10 | 15054 | 4481 | 11877 |  | Indv. heat pumps* | GWth | (6,85) | (26,04) | (28,12) | (287,27)
| DH - Geothermal | MWth | 775.27 | 370.72 | 881.01 | 4882.83 |  | Indv. boilers* | GWth | (927,44) | (449,05) | (449,05) | -
| DH - Waste incineration | MWth | 2951.54 | 496.05 | 0 | 2585.04
| DH - Excess heat from industry | MWth | 0 | 0 | 0 | 10916.87
| DH - Heat recovery from fuel production | MWth | 0 | 0 | 0 | 17612.55
| Indv. heat pumps | MWth | 6849.5 | 26036.5 | 28119 | 287266
| Indv. boilers | MWth | 927435.2941 | 449052.9412 | 449052.9412 | 0
Heating Total |  |  | 1235861.8041 | 788850.4112 | 765695.7512 | 656752.07
Hovedtotal |  |  | 1972874.3144 | 2485001.0024 | 5449673.8724 | 5237455.9055
c. | Electricity Production, HRE14 countries
Category | Electricity production
Country | All
Electricity Production, TWh/year |  |  | Scenario
Production Type | Source | Unit | BL 2015 | BL 2050 | CD 2050 | HRE 2050
RES | Dammed hydro | TWh/year | 182.05 | 288.56 | 333.24 | 332.14
| Geothermal power plants | TWh/year | 4.89 | 49.82 | 59.23 | 59.23
| Offshore wind | TWh/year | 7.26 | 276.71 | 836.41 | 898.66
| Onshore wind | TWh/year | 124.08 | 662.71 | 2512.75 | 2395.83
| Photovoltaic | TWh/year | 33.09 | 418.98 | 1698.8 | 1658.95
| River hydro | TWh/year | 101.51 | 103.71 | 113.95 | 113.95
| Wave & tidal | TWh/year | 0 | 41.36 | 222.48 | 222.48
| Concentrated solar plants | TWh/year | 0 | 0 | 274.03 | 275.29
RES Total |  |  | 452.88 | 1841.85 | 6050.89 | 5956.53
Thermal | CHP plants (incl. waste) | TWh/year | 317.36 | 332.87 | 317.52 | 368.27
| Condensing power plants | TWh/year | 913.13 | 1367.51 | 3199.36 | 2925.09
| Industrial CHP | TWh/year | 233.68 | 34.2 | 7.83 | 34.2
Thermal Total |  |  | 1464.17 | 1734.58 | 3524.71 | 3327.56
Nuclear | Nuclear power plants | TWh/year | 836.28 | 884.68 | 196.49 | 196.49
Nuclear Total |  |  | 836.28 | 884.68 | 196.49 | 196.49
Trade | Net import (+) / export (-) | TWh/year | -51.56 | -62.64 | -382.75 | -376.25
Trade Total |  |  | -51.56 | -62.64 | -382.75 | -376.25
Hovedtotal |  |  | 2701.77 | 4398.47 | 9389.34 | 9104.33
d. | District heating production, HRE14 countries
Category | Heat supply
Sector | District heating
Country | All
Heat Production, TWh/year |  | Scenario
Source | Unit | BL 2015 | BL 2050 | CD 2050 | HRE 2050
CHP plants | TWh/year | 429.41 | 374.5 | 357.17 | 414.3
Geothermal | TWh/year | 6.81 | 3.26 | 7.75 | 42.89
Heat pumps | TWh/year | 10.66 | 9.5 | 7.15 | 278.63
Solar thermal | TWh/year | 0.01 | 17.44 | 6.22 | 16.28
Industrial excess | TWh/year | 0 | 0 | 0 | 95.88
Electric boilers | TWh/year | 0 | 0 | 0 | 11.98
Fuel boilers | TWh/year | 142.17 | 139.77 | 163.3 | 59.28
Waste incineration | TWh/year | 12.97 | 2.17 | 0 | 22.7
Fuel production heat recovery | TWh/year | 0 | 0 | 0 | 154.72
Hovedtotal |  | 602.03 | 546.64 | 541.59 | 1096.66
e. | Individual heating production, HRE14 countries
Category | Heat supply
SourceType | Individual heating
Country | All
Indv. heat production, TWh/year | Kolonnenavne
Rækkenavne | Boilers | Electric heating | Heat pumps | Solar thermal | Hovedtotal
BL 2015 | 2367.24 | 320.05 | 23.69 | 12.14 | 2723.12
CD 2050 | 1187.31 | 327.73 | 85.83 | 1.36 | 1602.23
HRE 2050 | 0 | 0 | 917.18 | 0 | 917.18
f. | Annual Cost Breakdown, HRE14 countries
Category | Costs
Country | All
Annual Cost Breakdown, billion EUR |  |  | Scenario
Type | Cost | Unit | BL 2015 | BL 2050 | CD 2050 | HRE 2050
Annual investment | Annual investment costs | M EUR | 322837 | 371051 | 552767 | 593114
Annual investment Total |  |  | 322837 | 371051 | 552767 | 593114
CO2 | CO2 emission costs | M EUR | 17188 | 94662 | 28590 | 14509
CO2 Total |  |  | 17188 | 94662 | 28590 | 14509
Fuel | Fuel excl. natural gas exchange | M EUR | 299694 | 250409 | 327827 | 295467
| Natural gas exchange costs | M EUR | 153951 | 115219 | 70695 | 20685
Fuel Total |  |  | 453645 | 365628 | 398522 | 316152
Operation & Maintenance | Electricity exchange | M EUR | 0 | 0 | 0 | 0
| Fixed operation costs | M EUR | 87074 | 101810 | 194982 | 184255
| Marginal operation costs | M EUR | 16121 | 18861 | 13478 | 12901
Operation & Maintenance Total |  |  | 103195 | 120671 | 208460 | 197156
Hovedtotal |  |  | 896865 | 952012 | 1188339 | 1120931
g. | Annualised costs - heating sector, HRE14 countries
Category | Annualised investment cost
Country | All
Annualised Investment Costs, billion EUR |  |  | Scenario
Sector | Technology | Unit | BL 2015 | BL 2050 | CD 2050 | HRE 2050
Heating | District heating pipes | M EUR | 3557 | 3557 | 3557 | 18050
| District heating substations | M EUR | 0 | 2768 | 2768 | 6080
| DH - Solar thermal | M EUR | 0 | 255 | 86 | 238
| DH - Geothermal | M EUR | 65 | 46 | 97 | 588
| DH - Industrial excess | M EUR | 0 | 0 | 0 | 174
| DH - Waste incineration | M EUR | 260 | 38 | 0 | 0
| DH - Combined heat & power | M EUR | 4075 | 5309 | 4842 | 5879
| DH - Heat pumps | M EUR | 56 | 74 | 74 | 4024
| DH - Fuel & electric boilers | M EUR | 3597 | 8538 | 7085 | 6865
| DH - Thermal storage | M EUR | 115 | 261 | 153 | 255
| Indust. CHP Heat | M EUR | 0 | 0 | 0 | 0
| Indv. heat pumps | M EUR | 1282 | 3676 | 3676 | 43650
| Indv. electric heat | M EUR | 3003 | 3292 | 3292 | 0
| Indv. boilers | M EUR | 49481 | 20729 | 24607 | 0
| Indv. CHP | M EUR | 0 | 0 | 0 | 0
| Indv. solar thermal | M EUR | 1471 | 90 | 90 | 0
| Heat savings | M EUR | 186402 | 186402 | 186402 | 191831
Heating Total |  |  | 253364 | 235035 | 236729 | 277634
Cooling | District cooling | M EUR | 0 | 0 | 0 | 204
| District cooling pipes | M EUR | 0 | 0 | 0 | 897
| Individual cooling | M EUR | 2016 | 23144 | 23144 | 22378
Cooling Total |  |  | 2016 | 23144 | 23144 | 23479
Electricity | Concentrated solar plants | M EUR | 0 | 0 | 16867 | 16867
| Geothermal | M EUR | 176 | 1153 | 1325 | 1325
| Hydro | M EUR | 13765 | 17588 | 18204 | 18204
| Indust. CHP Electr. | M EUR | 729 | 87 | 20 | 87
| Interconnection | M EUR | 0 | 0 | 0 | 0
| Nuclear plants | M EUR | 21982 | 16239 | 3791 | 3791
| Offshore wind | M EUR | 244 | 5595 | 16966 | 18209
| Onshore wind | M EUR | 3914 | 15055 | 57400 | 54760
| Other var. RES | M EUR | 0 | 595 | 3447 | 3447
| Photovoltaic | M EUR | 1959 | 10552 | 42177 | 41248
| Power plants | M EUR | 18341 | 37319 | 75125 | 73498
| Pump | M EUR | 0 | 0 | 0 | 0
| Pump Storage | M EUR | 0 | 0 | 0 | 0
| Turbine | M EUR | 0 | 0 | 0 | 0
Electricity Total |  |  | 61110 | 104183 | 235322 | 231436
Hovedtotal |  |  | 316490 | 362362 | 495195 | 532549
h. | % change from 2050 conventionally decarbonized scenario, HRE14 countries
Country | All |  | SourceType | (Flere elementer)
% change | Scenario
Category | CD 2050 | HRE 2050
PES |  | -11.77%
Emissions |  | -49.25%
Costs |  | -5.672%
i. | CO2 Emissions, HRE14 countries
Category | Emissions
Country | All
Sum of Value | SourceType
Scenario | Total | Other sectors | Non-energy fuels | Energy and industry
1990 | 5056.4
2015 | 3548.7996
BL 2050 |  | 102.5887 | 280.3772 | 2176.163
CD 2050 |  | 102.5887 | 280.3772 | 657.252
HRE 2050 |  | 102.5887 | 280.3772 | 333.54
This shape represents a slicer. Slicers are supported in Excel 2010 or later. If the shape was modified in an earlier version of Excel, or if the workbook was saved in Excel 2003 or earlier, the slicer cannot be used.

## 3.1 Data for figure summary
3.1 Data for figures
HRE14 countries
a. Primary Energy Supply, by country
Category | (Flere elementer)
SourceType | (Flere elementer)
Country | All
Sum of Value | Source
Scenario | Biomass | CO2-emissions | Coal | Geothermal elec. | Geothermal heat | Hydro | Natural gas | Nuclear | Oil | Solar elec. | Solar heat | Waste | Wave & tidal | Wind | Export/Import | Hovedtotal
BL 2015 | 1166.18 | 3069.424 | 2591.06 | 4.89 | 6.81 | 281.46 | 4648.71 | 2787.65 | 4557.21 | 33.09 | 12.15 | 12.97 | 0 | 131.34 | -51.56 | 19251.384
BL 2050 | 1951.64 | 2176.163 | 1659.5 | 49.82 | 3.26 | 346.15 | 3441.95 | 2948.9 | 3362.02 | 418.98 | 18.85 | 2.17 | 41.36 | 939.42 | -62.64 | 17297.543
CD 2050 | 7919.38 | 657.252 | 61.73 | 59.23 | 7.75 | 330.15 | 2112.17 | 654.95 | 772.38 | 1972.83 | 7.58 | 0 | 222.48 | 3349.16 | -382.75 | 17744.292
HRE 2050 | 7486.85 | 333.54 | 58.62 | 59.23 | 42.89 | 331.81 | 617.87 | 654.95 | 709.44 | 1934.24 | 16.58 | 22.7 | 222.48 | 3294.49 | -376.25 | 15409.44
b. | Installed Capacity, HRE14 countries
Category | Installed capacity
SourceType | (Flere elementer)
Country | All
Sum of Value | Source
Scenario | CHP plants (electric capacity) | Concentrated solar power | Condensing power plants | Dammed hydro | DH - Boilers | DH - CHP (thermal capacity) | DH - Electric boilers | DH - Excess heat from industry | DH - Geothermal | DH - Heat pumps | DH - Heat recovery from fuel production | DH - Solar thermal | DH - Waste incineration | District cooling - chillers | Geothermal plants | Indv. boilers | Indv. cooling | Indv. heat pumps | Nuclear | Offshore wind | Onshore wind | Photovoltaic | River hydro | Wave & tidal
BL 2015 | 63902.77 | 0 | 345971.23 | 58984.97 | 209953.2 | 87480.5 | 0 | 0 | 775.27 | 406.5 | 0 | 10 | 2951.54 | 0 | 619.9 | 927435.2941 | 13258.0303 | 6849.5 | 126731 | 2038.4 | 68456.67 | 28756.51 | 28293.03 | 0
CD 2050 | 77760.45 | 98769 | 1265239.55 | 84566 | 195274.8 | 87480.5 | 0 | 0 | 881.01 | 406.5 | 0 | 4481 | 0 | 0 | 7120 | 449052.9412 | 96577.1212 | 28119 | 24374 | 232450 | 1287130 | 1453000 | 31663 | 25329
HRE 2050 | 92151.02 | 98769 | 1202348.98 | 84566 | 170442 | 103669.78 | 23750 | 10916.87 | 4882.83 | 23750 | 17612.55 | 11877 | 2585.04 | 22275.7143 | 7120 | 0 | 93207.1212 | 287266 | 24374 | 248900 | 1229000 | 1421000 | 31663 | 25329
c. | Electricity Production, HRE14 countries
Category | Electricity production
SourceType | All
Country | All
Sum of Value | Source
Scenario | CHP plants (incl. waste) | Concentrated solar plants | Condensing power plants | Dammed hydro | Geothermal power plants | Industrial CHP | Nuclear power plants | Offshore wind | Onshore wind | Photovoltaic | River hydro | Wave & tidal
BL 2015 | 317.36 | 0 | 913.13 | 182.05 | 4.89 | 233.68 | 836.28 | 7.26 | 124.08 | 33.09 | 101.51 | 0
CD 2050 | 317.52 | 274.03 | 3199.36 | 333.24 | 59.23 | 7.83 | 196.49 | 836.41 | 2512.75 | 1698.8 | 113.95 | 222.48
HRE 2050 | 368.27 | 275.29 | 2925.09 | 332.14 | 59.23 | 34.2 | 196.49 | 898.66 | 2395.83 | 1658.95 | 113.95 | 222.48
d. | Heat production, HRE14 countries
Category | Heat supply
SourceType | District heating
Country | All
Sum of Value | Source
Scenario | CHP plants | Electric boilers | Fuel boilers | Heat pumps | Industrial excess | Geothermal | Solar thermal | Waste incineration | Fuel production heat recovery
BL 2015 | 429.41 | 0 | 142.17 | 10.66 | 0 | 6.81 | 0.01 | 12.97 | 0
CD 2050 | 357.17 | 0 | 163.3 | 7.15 | 0 | 7.75 | 6.22 | 0 | 0
HRE 2050 | 414.3 | 11.98 | 59.28 | 278.63 | 95.88 | 42.89 | 16.28 | 22.7 | 154.72
e. | Individual heating production, HRE14 countries
f. | Annual Cost Breakdown, HRE14 countries
Category | Costs
Country | All
Sum of Value | SourceType
Description | Annual investment | CO2 | Fuel | Operation & Maintenance
Conventionally decarbonized | 552767 | 28590 | 398522 | 208460
Heat Roadmap Europe | 593114 | 14509 | 316152 | 197156
h. | Annualised investment costs - heating, by country
Category | Annualised investment cost
Country | All
Sum of Value |  | Scenario
SourceType | Source | BL 2015 | CD 2050 | HRE 2050
Heating | District heating substations | 0 | 2768 | 6080
| District heating pipes | 3557 | 3557 | 18050
| DH - Solar thermal | 0 | 86 | 238
| DH - Geothermal | 65 | 97 | 588
| DH - Industrial excess | 0 | 0 | 174
| DH - Waste incineration | 260 | 0 | 0
| DH - Combined heat & power | 4075 | 4842 | 5879
| DH - Heat pumps | 56 | 74 | 4024
| DH - Fuel & electric boilers | 3597 | 7085 | 6865
| DH - Thermal storage | 115 | 153 | 255
| Indust. CHP Heat | 0 | 0 | 0
| Indv. heat pumps | 1282 | 3676 | 43650
| Indv. electric heat | 3003 | 3292 | 0
| Indv. boilers | 49481 | 24607 | 0
| Indv. CHP | 0 | 0 | 0
| Indv. solar thermal | 1471 | 90 | 0
| Estimated electricity grid reinforcement | 0 | 7840 | 14434
Cooling | District cooling | 0 | 0 | 204
| District cooling pipes | 0 | 0 | 897
| Individual cooling | 2016 | 23144 | 22378
Electricity | Concentrated solar plants | 0 | 16867 | 16867
| Geothermal | 176 | 1325 | 1325
| Hydro | 13765 | 18204 | 18204
| Indust. CHP Electr. | 729 | 20 | 87
| Interconnection | 0 | 0 | 0
| Nuclear plants | 21982 | 3791 | 3791
| Offshore wind | 244 | 16966 | 18209
| Onshore wind | 3914 | 57400 | 54760
| Other var. RES | 0 | 3447 | 3447
| Photovoltaic | 1959 | 42177 | 41248
| Power plants | 18341 | 75125 | 73498
i. | Storage capacity, by country
Category | Installed capacity
SourceType | Storage
Country | All
Sum of Value | Source
Scenario | Electricity storage | EV battery storage | Thermal storage
BL 2015 | 5231.76 | 0 | 602.8
CD 2050 | 5231.76 | 5093.32 | 2399.23
HRE 2050 | 5232.17 | 5093.32 | 3164.13
n. | Annualised costs - electricity sector
Category | Annualised investment cost
SourceType | Electricity
Country | All
Sum of Value | Scenario
Source | BL 2015 | CD 2050 | HRE 2050
Onshore wind | 3914 | 57400 | 54760
Offshore wind | 244 | 16966 | 18209
Photovoltaic | 1959 | 42177 | 41248
Concentrated solar plants | 0 | 16867 | 16867
Hydro | 13765 | 18204 | 18204
Geothermal | 176 | 1325 | 1325
Other var. RES | 0 | 3447 | 3447
Indust. CHP Electr. | 729 | 20 | 87
Nuclear plants | 21982 | 3791 | 3791
Power plants | 18341 | 75125 | 73498
o. | Annualised costs - cooling sector
Category | Annualised investment cost
SourceType | Cooling
Country | All
Sum of Value | Scenario
Source | BL 2015 | CD 2050 | HRE 2050
Cooling savings | 1702 | 1702 | 1702
District cooling | 0 | 0 | 204
District cooling pipes | 0 | 0 | 897
Individual cooling | 2016 | 23144 | 22378